## Dashboard
Factory Energy Analyser
Energy Performance, Renewable Contribution & Savings Opportunities
Period: 01-Apr-2025 to 31-Mar-2026
TOTAL ENERGY | ENERGY INTENSITY |  | SOLAR SHARE |  | PRODUCTION DAYS |  | NON-PRODUCTION ENERGY | PEAK DEMAND
4489639 | 7.5467 |  | 10.57% |  | 313 |  | 218009 | 520
Grid 40,14,871 + Solar 4,74,768 | Production days only |  | Solar ÷ total energy |  | of 365 days · 52 non-production |  | 4.9% of total energy | Maximum daily peak
Monthly Energy — Grid and Solar (kWh) |  |  |  |  | Production-Day Energy Intensity (kWh per unit)
Solar Share of Total Energy (%) |  |  |  |  | Temperature vs Energy — Production Days
Solar share = monthly solar kWh ÷ monthly total kWh (grid + solar). Annual share is calculated from annual totals. |  |  |  |  | Multiple regression temperature coefficient: ~39.8 kWh/°C, controlling for units produced (95% CI 28.6–50.9; R² 0.765). Association ≠ causation. Dashed line = simple temperature-only fit (R² 0.07).
Potentially Wasteful Days — Statistical Screen |  |  |  |  | Business Insights
POTENTIALLY WASTEFUL DAYS | THRESHOLD · 95th PERCENTILE, NON-PRODUCTION DAYS |  |  |  | • Production-day energy intensity is 7.55 kWh/unit (42,71,630 kWh across 5,66,026 units).
3 | 4687.7
Date | Day | Total energy |  | Above thresh. | • Solar supplied 10.57% of annual energy; monthly share ranged from 5.2% to 13.8%.
2025-05-11 | Sunday | 4917 |  | 229.3
2025-05-18 | Sunday | 4790 |  | 102.3 | • 2,18,009 kWh (4.9% of total) was consumed across 52 non-production days.
2025-06-22 | Sunday | 5179 |  | 491.3
• 3 non-production days exceeded the 95th-percentile screening threshold of 4,687.7 kWh — flagged for review, not confirmed waste.
Statistical screening of non-production days; flag does not confirm operational waste.
• Temperature has a positive association with energy use after controlling for production volume (~39.8 kWh/°C).
Illustrative Savings Scenarios |  |  |  |  | Management Action Plan — 30 / 60 / 90 Days
Initiative |  | Est. kWh opportunity |  | Illustrative ₹ impact | 30 DAYS | Investigate the three statistically flagged non-production days and establish shutdown/standby checks.
Non-production shutdown / standby reduction |  | 130805.4 |  | 1046443.2
Production efficiency improvement |  | 128148.9 |  | 1025191.2 | 60 DAYS | Track production-day energy intensity and investigate high-intensity periods.
Solar generation expansion |  | 94953.6 |  | 759628.8
Breakdown-linked controls |  | 42716.3 |  | 341730.4 | 90 DAYS | Evaluate solar expansion and cooling/HVAC optimisation opportunities.
Cooling / HVAC optimisation |  | 7789 |  | 62312
Estimates use ₹8/kWh and require technical, financial and overlap validation. Illustrative scenarios — not guaranteed and not additive. |  |  |  |  | Actions are recommendations for management review; owners and targets to be agreed.
Source: Daily Energy sheet (365 days, synthetic data). Methods and checks: Analysis Summary, QA Checks — status: ALL 50 CHECKS PASS

## Task Brief
T15 Factory energy analyser
Mini project ¦ 30 marks ¦ Build something with free LLM tools
Task ID | T15
Task | Factory energy analyser
Theme | No-code apps & dashboards
Suggested free tools | Gemini Canvas, ChatGPT Canvas or Claude (free) to generate the app; Excel / Google Sheets to verify numbers
What students do | 1. Build a dashboard of energy use per unit produced, solar share, and temperature effect. 2. Find wasteful days (high kWh on non-production days). 3. Ask the LLM for 5 savings ideas and estimate each one's rupee impact. 4. Present a 1-page energy plan.
Deliverables | Dashboard; savings table; energy plan; AI-use log
Dataset in this file | 365 days of grid and solar kWh, production and temperature - 'Daily Energy' sheet: 365 rows x 10 columns
About the data | All data is synthetic and created for teaching; companies, people and figures are fictional. Treat it as if it were real business data. If a 'Gold Labels (evaluation)' sheet is present, do NOT give it to the AI tool - use it only at the end to measure your accuracy.
Team size | Individual (or pairs if your faculty allows)
Responsible AI rules | Use only free tools; never paste real personal or confidential data into public AI tools; verify every number the AI gives you; disclose AI-generated content.
Submission | 1) Build link / file / screen recording 2) This workbook with your outputs added as new sheets 3) Completed 'AI Use Log' sheet (minimum 15 entries) 4) 3-5 page report with recommendation and reflection
Evaluation rubric (30 marks)
Criterion | What is assessed | Marks | Excellent | Good | Fair | Poor
1. Working build | Tool / bot / app / automation works end to end on the provided data; link, file or screen recording submitted | 8 | Runs fully (7-8) | Minor gaps (5-6) | Partly working (3-4) | Not working (0-2)
2. Correctness and verification | Outputs checked against the data or gold labels; accuracy measured; errors found and fixed | 7 | Systematic checks with numbers (6-7) | Some checks (4-5) | Few checks (2-3) | None (0-1)
3. Prompting and iteration | Clear, structured prompts; at least 3 documented improvement rounds with reasons | 5 | Strong iteration (5) | Some iteration (3-4) | Mostly one-shot (2) | No log (0-1)
4. Business insight and recommendation | Specific, data-backed recommendation for the stated manager or customer | 6 | Actionable and quantified (6) | Sound but generic (4-5) | Descriptive only (2-3) | Missing (0-1)
5. Documentation and reflection | Complete AI-use log, limitations, responsible-AI notes and personal reflection | 4 | Complete and honest (4) | Mostly complete (3) | Thin (2) | Missing (0-1)
Total |  | 30

## Daily Energy
date | day | production_day | units_produced | avg_temp_c | grid_kwh | solar_kwh | co2_tonnes_est | peak_demand_kw | machine_breakdowns
2025-04-01 | Tuesday | Yes | 1672 | 22.9 | 11285 | 1824 | 8.13 | 384 | 1
2025-04-02 | Wednesday | Yes | 1476 | 25.9 | 9783 | 1470 | 7.04 | 416 | 0
2025-04-03 | Thursday | Yes | 1705 | 25.2 | 11177 | 1940 | 8.05 | 476 | 0
2025-04-04 | Friday | Yes | 1902 | 25 | 12217 | 2026 | 8.8 | 409 | 1
2025-04-05 | Saturday | Yes | 1848 | 25.9 | 12005 | 1641 | 8.64 | 470 | 2
2025-04-06 | Sunday | No | 0 | 24.3 | 2486 | 1577 | 1.79 | 519 | 0
2025-04-07 | Monday | Yes | 1705 | 28.6 | 11877 | 1494 | 8.55 | 493 | 1
2025-04-08 | Tuesday | Yes | 1846 | 26.7 | 12109 | 1929 | 8.72 | 406 | 2
2025-04-09 | Wednesday | Yes | 1991 | 26.5 | 12843 | 1714 | 9.25 | 458 | 2
2025-04-10 | Thursday | Yes | 1529 | 26.4 | 10330 | 1699 | 7.44 | 475 | 2
2025-04-11 | Friday | Yes | 1828 | 26.8 | 12148 | 2077 | 8.75 | 513 | 0
2025-04-12 | Saturday | Yes | 1710 | 24 | 11688 | 1507 | 8.42 | 506 | 2
2025-04-13 | Sunday | No | 0 | 26 | 2014 | 1475 | 1.45 | 389 | 2
2025-04-14 | Monday | Yes | 1768 | 28.3 | 11944 | 1419 | 8.6 | 471 | 1
2025-04-15 | Tuesday | Yes | 1591 | 27.7 | 11009 | 1119 | 7.93 | 454 | 2
2025-04-16 | Wednesday | Yes | 1813 | 27.3 | 11934 | 1819 | 8.59 | 476 | 1
2025-04-17 | Thursday | Yes | 1724 | 28.2 | 11765 | 1347 | 8.47 | 443 | 2
2025-04-18 | Friday | Yes | 1755 | 29.7 | 12468 | 1586 | 8.98 | 416 | 1
2025-04-19 | Saturday | Yes | 1883 | 25.5 | 11922 | 1737 | 8.58 | 440 | 0
2025-04-20 | Sunday | No | 0 | 25.1 | 2622 | 1496 | 1.89 | 383 | 1
2025-04-21 | Monday | Yes | 2058 | 24.5 | 12829 | 1297 | 9.24 | 476 | 1
2025-04-22 | Tuesday | Yes | 1750 | 25.6 | 12144 | 1721 | 8.74 | 454 | 2
2025-04-23 | Wednesday | Yes | 1614 | 27.4 | 10960 | 1799 | 7.89 | 453 | 0
2025-04-24 | Thursday | Yes | 1771 | 26.9 | 11486 | 1417 | 8.27 | 487 | 1
2025-04-25 | Friday | Yes | 1936 | 28.7 | 12488 | 1751 | 8.99 | 465 | 0
2025-04-26 | Saturday | Yes | 1689 | 26.5 | 11177 | 1707 | 8.05 | 384 | 2
2025-04-27 | Sunday | No | 0 | 29.8 | 2886 | 1540 | 2.08 | 406 | 0
2025-04-28 | Monday | Yes | 1566 | 26.8 | 10883 | 1728 | 7.84 | 447 | 2
2025-04-29 | Tuesday | Yes | 1813 | 31.4 | 12781 | 1441 | 9.2 | 399 | 0
2025-04-30 | Wednesday | Yes | 1969 | 27.9 | 13239 | 1441 | 9.53 | 436 | 0
2025-05-01 | Thursday | Yes | 1817 | 27 | 12317 | 1448 | 8.87 | 402 | 0
2025-05-02 | Friday | Yes | 1888 | 27.1 | 12468 | 1576 | 8.98 | 518 | 2
2025-05-03 | Saturday | Yes | 1893 | 28.3 | 12592 | 1651 | 9.07 | 419 | 1
2025-05-04 | Sunday | No | 0 | 28.4 | 2343 | 1714 | 1.69 | 412 | 0
2025-05-05 | Monday | Yes | 1930 | 31.3 | 13198 | 1767 | 9.5 | 390 | 2
2025-05-06 | Tuesday | Yes | 1869 | 26.6 | 11833 | 1677 | 8.52 | 399 | 1
2025-05-07 | Wednesday | Yes | 1650 | 29.4 | 12108 | 1953 | 8.72 | 434 | 1
2025-05-08 | Thursday | Yes | 1681 | 26 | 10670 | 1533 | 7.68 | 501 | 0
2025-05-09 | Friday | Yes | 2032 | 31 | 14188 | 1757 | 10.22 | 464 | 0
2025-05-10 | Saturday | Yes | 1807 | 30.9 | 12348 | 1336 | 8.89 | 429 | 2
2025-05-11 | Sunday | No | 0 | 30.3 | 3054 | 1863 | 2.2 | 448 | 2
2025-05-12 | Monday | Yes | 1871 | 27.4 | 11998 | 1742 | 8.64 | 382 | 1
2025-05-13 | Tuesday | Yes | 1812 | 28.8 | 12379 | 1756 | 8.91 | 431 | 2
2025-05-14 | Wednesday | Yes | 1964 | 30.7 | 14144 | 1701 | 10.18 | 462 | 0
2025-05-15 | Thursday | Yes | 1972 | 30.1 | 14259 | 1601 | 10.27 | 483 | 2
2025-05-16 | Friday | Yes | 1857 | 30 | 12729 | 1849 | 9.17 | 424 | 0
2025-05-17 | Saturday | Yes | 1852 | 31.1 | 13027 | 1428 | 9.38 | 476 | 0
2025-05-18 | Sunday | No | 0 | 31.1 | 3251 | 1539 | 2.34 | 381 | 2
2025-05-19 | Monday | Yes | 1657 | 29.4 | 11728 | 1794 | 8.44 | 426 | 2
2025-05-20 | Tuesday | Yes | 1672 | 29.2 | 12147 | 1618 | 8.75 | 424 | 1
2025-05-21 | Wednesday | Yes | 1569 | 32.4 | 12338 | 1415 | 8.88 | 511 | 1
2025-05-22 | Thursday | Yes | 1731 | 27.8 | 12127 | 1181 | 8.73 | 487 | 2
2025-05-23 | Friday | Yes | 1823 | 28.7 | 12509 | 1389 | 9.01 | 386 | 0
2025-05-24 | Saturday | Yes | 1726 | 29.9 | 12403 | 1611 | 8.93 | 464 | 0
2025-05-25 | Sunday | No | 0 | 29.2 | 3123 | 1481 | 2.25 | 484 | 0
2025-05-26 | Monday | Yes | 1869 | 29.7 | 12791 | 1650 | 9.21 | 486 | 0
2025-05-27 | Tuesday | Yes | 1870 | 32 | 13529 | 1306 | 9.74 | 448 | 1
2025-05-28 | Wednesday | Yes | 1934 | 32.6 | 13687 | 1473 | 9.85 | 490 | 2
2025-05-29 | Thursday | Yes | 1806 | 32.9 | 13132 | 1645 | 9.45 | 473 | 2
2025-05-30 | Friday | Yes | 1753 | 30.9 | 11842 | 1482 | 8.53 | 456 | 1
2025-05-31 | Saturday | Yes | 1911 | 29.6 | 13437 | 1608 | 9.67 | 441 | 0
2025-06-01 | Sunday | No | 0 | 29.9 | 3483 | 831 | 2.51 | 431 | 2
2025-06-02 | Monday | Yes | 1869 | 31.7 | 13311 | 967 | 9.58 | 489 | 0
2025-06-03 | Tuesday | Yes | 1841 | 31.6 | 12972 | 611 | 9.34 | 448 | 2
2025-06-04 | Wednesday | Yes | 1856 | 29.2 | 12229 | 455 | 8.81 | 480 | 1
2025-06-05 | Thursday | Yes | 2004 | 34.5 | 14525 | 603 | 10.46 | 466 | 0
2025-06-06 | Friday | Yes | 2017 | 31.9 | 13117 | 376 | 9.44 | 450 | 1
2025-06-07 | Saturday | Yes | 1980 | 32 | 13942 | 538 | 10.04 | 440 | 2
2025-06-08 | Sunday | No | 0 | 30.9 | 3510 | 952 | 2.53 | 461 | 0
2025-06-09 | Monday | Yes | 1808 | 32.9 | 13364 | 291 | 9.62 | 468 | 1
2025-06-10 | Tuesday | Yes | 1779 | 29.8 | 12538 | 591 | 9.03 | 517 | 0
2025-06-11 | Wednesday | Yes | 1665 | 32.7 | 12590 | 612 | 9.06 | 506 | 2
2025-06-12 | Thursday | Yes | 1991 | 32.1 | 14178 | 701 | 10.21 | 423 | 1
2025-06-13 | Friday | Yes | 1613 | 30.7 | 11836 | 995 | 8.52 | 477 | 0
2025-06-14 | Saturday | Yes | 1674 | 31.5 | 12427 | 869 | 8.95 | 441 | 0
2025-06-15 | Sunday | No | 0 | 32.3 | 3423 | 696 | 2.46 | 511 | 0
2025-06-16 | Monday | Yes | 1812 | 32.2 | 13174 | 781 | 9.49 | 480 | 1
2025-06-17 | Tuesday | Yes | 1645 | 33 | 12653 | 698 | 9.11 | 396 | 2
2025-06-18 | Wednesday | Yes | 1830 | 33 | 13625 | 896 | 9.81 | 449 | 0
2025-06-19 | Thursday | Yes | 1731 | 32.3 | 13113 | 800 | 9.44 | 471 | 0
2025-06-20 | Friday | Yes | 1882 | 33.3 | 13219 | 515 | 9.52 | 493 | 1
2025-06-21 | Saturday | Yes | 1891 | 31.4 | 13459 | 653 | 9.69 | 452 | 2
2025-06-22 | Sunday | No | 0 | 34.3 | 4036 | 1143 | 2.91 | 432 | 2
2025-06-23 | Monday | Yes | 1724 | 31.9 | 13001 | 556 | 9.36 | 505 | 2
2025-06-24 | Tuesday | Yes | 1900 | 31.2 | 13875 | 862 | 9.99 | 499 | 1
2025-06-25 | Wednesday | Yes | 1837 | 31.6 | 12864 | 853 | 9.26 | 381 | 0
2025-06-26 | Thursday | Yes | 1786 | 36.8 | 13514 | 641 | 9.73 | 385 | 1
2025-06-27 | Friday | Yes | 1817 | 32.3 | 13659 | 647 | 9.83 | 435 | 1
2025-06-28 | Saturday | Yes | 2064 | 30.1 | 13493 | 590 | 9.71 | 384 | 0
2025-06-29 | Sunday | No | 0 | 32 | 3910 | 535 | 2.82 | 404 | 1
2025-06-30 | Monday | Yes | 1844 | 33 | 12914 | 595 | 9.3 | 488 | 2
2025-07-01 | Tuesday | Yes | 1642 | 31.4 | 12667 | 626 | 9.12 | 516 | 2
2025-07-02 | Wednesday | Yes | 1844 | 32 | 13420 | 764 | 9.66 | 430 | 0
2025-07-03 | Thursday | Yes | 1833 | 35.4 | 14091 | 786 | 10.15 | 506 | 0
2025-07-04 | Friday | Yes | 1808 | 33.7 | 12987 | 572 | 9.35 | 453 | 2
2025-07-05 | Saturday | Yes | 1583 | 32.3 | 11835 | 683 | 8.52 | 467 | 0
2025-07-06 | Sunday | No | 0 | 30.6 | 3060 | 718 | 2.2 | 434 | 0
2025-07-07 | Monday | Yes | 1773 | 37 | 13953 | 886 | 10.05 | 506 | 0
2025-07-08 | Tuesday | Yes | 1846 | 31.9 | 12770 | 413 | 9.19 | 394 | 0
2025-07-09 | Wednesday | Yes | 1626 | 32.3 | 11826 | 662 | 8.51 | 457 | 1
2025-07-10 | Thursday | Yes | 1863 | 30.8 | 12881 | 505 | 9.27 | 498 | 2
2025-07-11 | Friday | Yes | 1829 | 33 | 12840 | 648 | 9.24 | 427 | 1
2025-07-12 | Saturday | Yes | 2120 | 32.9 | 15044 | 869 | 10.83 | 485 | 0
2025-07-13 | Sunday | No | 0 | 35.3 | 3939 | 403 | 2.84 | 419 | 0
2025-07-14 | Monday | Yes | 1823 | 34.9 | 13593 | 593 | 9.79 | 421 | 2
2025-07-15 | Tuesday | Yes | 1711 | 32.5 | 12771 | 582 | 9.2 | 463 | 2
2025-07-16 | Wednesday | Yes | 1883 | 32.9 | 13536 | 935 | 9.75 | 451 | 1
2025-07-17 | Thursday | Yes | 1843 | 33.3 | 13279 | 260 | 9.56 | 396 | 1
2025-07-18 | Friday | Yes | 1755 | 33.3 | 12682 | 709 | 9.13 | 462 | 2
2025-07-19 | Saturday | Yes | 1671 | 30 | 11763 | 216 | 8.47 | 452 | 2
2025-07-20 | Sunday | No | 0 | 32.8 | 3242 | 1041 | 2.33 | 385 | 0
2025-07-21 | Monday | Yes | 2032 | 31.7 | 14251 | 633 | 10.26 | 498 | 2
2025-07-22 | Tuesday | Yes | 1860 | 31.2 | 12668 | 671 | 9.12 | 499 | 2
2025-07-23 | Wednesday | Yes | 1864 | 32.6 | 13597 | 593 | 9.79 | 514 | 2
2025-07-24 | Thursday | Yes | 1754 | 33.9 | 12926 | 456 | 9.31 | 390 | 0
2025-07-25 | Friday | Yes | 1970 | 32.3 | 14439 | 833 | 10.4 | 494 | 2
2025-07-26 | Saturday | Yes | 1698 | 30.9 | 12343 | 771 | 8.89 | 440 | 1
2025-07-27 | Sunday | No | 0 | 31.9 | 3155 | 810 | 2.27 | 394 | 1
2025-07-28 | Monday | Yes | 1742 | 34.6 | 12790 | 423 | 9.21 | 493 | 0
2025-07-29 | Tuesday | Yes | 1720 | 32.3 | 12225 | 673 | 8.8 | 401 | 1
2025-07-30 | Wednesday | Yes | 1888 | 33.8 | 13511 | 683 | 9.73 | 502 | 2
2025-07-31 | Thursday | Yes | 1668 | 35.2 | 13188 | 744 | 9.5 | 422 | 2
2025-08-01 | Friday | Yes | 1637 | 31.4 | 11986 | 883 | 8.63 | 506 | 0
2025-08-02 | Saturday | Yes | 2127 | 33.8 | 14911 | 796 | 10.74 | 431 | 1
2025-08-03 | Sunday | No | 0 | 31.1 | 3313 | 486 | 2.39 | 479 | 2
2025-08-04 | Monday | Yes | 2001 | 33.4 | 14089 | 1032 | 10.14 | 414 | 0
2025-08-05 | Tuesday | Yes | 1797 | 33.9 | 13439 | 624 | 9.68 | 400 | 1
2025-08-06 | Wednesday | Yes | 1829 | 31.9 | 13597 | 475 | 9.79 | 459 | 1
2025-08-07 | Thursday | Yes | 1673 | 32.2 | 12802 | 442 | 9.22 | 437 | 1
2025-08-08 | Friday | Yes | 1862 | 32.4 | 13248 | 459 | 9.54 | 456 | 0
2025-08-09 | Saturday | Yes | 1705 | 31.1 | 12226 | 1288 | 8.8 | 399 | 1
2025-08-10 | Sunday | No | 0 | 34.1 | 4089 | 226 | 2.94 | 415 | 0
2025-08-11 | Monday | Yes | 1843 | 33.1 | 13156 | 887 | 9.47 | 413 | 2
2025-08-12 | Tuesday | Yes | 1744 | 32.9 | 13037 | 984 | 9.39 | 420 | 0
2025-08-13 | Wednesday | Yes | 1797 | 31.9 | 12830 | 807 | 9.24 | 412 | 0
2025-08-14 | Thursday | Yes | 1864 | 33.7 | 13224 | 819 | 9.52 | 481 | 0
2025-08-15 | Friday | Yes | 2018 | 29.2 | 13407 | 829 | 9.65 | 399 | 1
2025-08-16 | Saturday | Yes | 2074 | 32.2 | 14492 | 1100 | 10.43 | 450 | 0
2025-08-17 | Sunday | No | 0 | 31.5 | 3636 | 857 | 2.62 | 426 | 1
2025-08-18 | Monday | Yes | 1715 | 32.3 | 12178 | 234 | 8.77 | 511 | 1
2025-08-19 | Tuesday | Yes | 1686 | 31.4 | 11659 | 739 | 8.39 | 436 | 2
2025-08-20 | Wednesday | Yes | 1911 | 33.2 | 13523 | 821 | 9.74 | 470 | 1
2025-08-21 | Thursday | Yes | 1805 | 33.4 | 13156 | 1073 | 9.47 | 479 | 0
2025-08-22 | Friday | Yes | 1659 | 31.3 | 12261 | 600 | 8.83 | 472 | 2
2025-08-23 | Saturday | Yes | 2190 | 34.3 | 15399 | 957 | 11.09 | 462 | 0
2025-08-24 | Sunday | No | 0 | 33.4 | 3752 | 437 | 2.7 | 400 | 2
2025-08-25 | Monday | Yes | 2018 | 33 | 13806 | 1075 | 9.94 | 488 | 1
2025-08-26 | Tuesday | Yes | 1675 | 28.4 | 11704 | 741 | 8.43 | 466 | 0
2025-08-27 | Wednesday | Yes | 1642 | 32.2 | 11856 | 644 | 8.54 | 413 | 0
2025-08-28 | Thursday | Yes | 1842 | 32.2 | 13161 | 659 | 9.48 | 391 | 0
2025-08-29 | Friday | Yes | 1888 | 30.7 | 12813 | 478 | 9.23 | 429 | 1
2025-08-30 | Saturday | Yes | 1566 | 31.3 | 12139 | 838 | 8.74 | 463 | 1
2025-08-31 | Sunday | No | 0 | 33.4 | 3641 | 573 | 2.62 | 465 | 2
2025-09-01 | Monday | Yes | 1981 | 34.4 | 14670 | 757 | 10.56 | 427 | 0
2025-09-02 | Tuesday | Yes | 1714 | 32 | 12916 | 616 | 9.3 | 390 | 0
2025-09-03 | Wednesday | Yes | 1714 | 28.5 | 11488 | 336 | 8.27 | 464 | 1
2025-09-04 | Thursday | Yes | 2032 | 31.7 | 14608 | 903 | 10.52 | 418 | 0
2025-09-05 | Friday | Yes | 1685 | 34 | 12649 | 776 | 9.11 | 445 | 1
2025-09-06 | Saturday | Yes | 1841 | 34.2 | 13559 | 698 | 9.76 | 517 | 2
2025-09-07 | Sunday | No | 0 | 30.7 | 3655 | 937 | 2.63 | 490 | 1
2025-09-08 | Monday | Yes | 1861 | 32.1 | 13132 | 253 | 9.45 | 433 | 1
2025-09-09 | Tuesday | Yes | 1944 | 30.5 | 12883 | 662 | 9.28 | 519 | 0
2025-09-10 | Wednesday | Yes | 1862 | 30.8 | 13156 | 715 | 9.47 | 508 | 2
2025-09-11 | Thursday | Yes | 1801 | 31.4 | 13049 | 805 | 9.4 | 461 | 2
2025-09-12 | Friday | Yes | 1918 | 30 | 13355 | 576 | 9.62 | 451 | 1
2025-09-13 | Saturday | Yes | 1742 | 29.7 | 12016 | 811 | 8.65 | 499 | 0
2025-09-14 | Sunday | No | 0 | 31.4 | 3219 | 905 | 2.32 | 435 | 0
2025-09-15 | Monday | Yes | 1803 | 30.5 | 12922 | 827 | 9.3 | 498 | 2
2025-09-16 | Tuesday | Yes | 1755 | 28.5 | 11754 | 580 | 8.46 | 401 | 0
2025-09-17 | Wednesday | Yes | 1998 | 28.8 | 13856 | 514 | 9.98 | 442 | 1
2025-09-18 | Thursday | Yes | 1504 | 28.3 | 10821 | 559 | 7.79 | 510 | 2
2025-09-19 | Friday | Yes | 1832 | 29.1 | 12581 | 562 | 9.06 | 492 | 2
2025-09-20 | Saturday | Yes | 1923 | 27.3 | 12833 | 707 | 9.24 | 486 | 0
2025-09-21 | Sunday | No | 0 | 28.7 | 2685 | 728 | 1.93 | 448 | 2
2025-09-22 | Monday | Yes | 1678 | 30.3 | 12123 | 950 | 8.73 | 434 | 0
2025-09-23 | Tuesday | Yes | 1908 | 34.1 | 14384 | 552 | 10.36 | 479 | 1
2025-09-24 | Wednesday | Yes | 1399 | 27.5 | 10136 | 704 | 7.3 | 381 | 2
2025-09-25 | Thursday | Yes | 1708 | 32.2 | 12619 | 843 | 9.09 | 471 | 1
2025-09-26 | Friday | Yes | 1954 | 27.4 | 12952 | 509 | 9.33 | 516 | 0
2025-09-27 | Saturday | Yes | 1844 | 29.4 | 12985 | 328 | 9.35 | 428 | 1
2025-09-28 | Sunday | No | 0 | 27.1 | 2494 | 1033 | 1.8 | 454 | 0
2025-09-29 | Monday | Yes | 1943 | 28.7 | 13149 | 806 | 9.47 | 519 | 1
2025-09-30 | Tuesday | Yes | 1647 | 27.7 | 11513 | 471 | 8.29 | 450 | 1
2025-10-01 | Wednesday | Yes | 1953 | 24.8 | 13210 | 1597 | 9.51 | 384 | 1
2025-10-02 | Thursday | Yes | 1762 | 29.3 | 12057 | 1833 | 8.68 | 452 | 1
2025-10-03 | Friday | Yes | 1669 | 31 | 11609 | 1498 | 8.36 | 392 | 2
2025-10-04 | Saturday | Yes | 1487 | 29.2 | 10564 | 1471 | 7.61 | 459 | 0
2025-10-05 | Sunday | No | 0 | 29.5 | 2685 | 1785 | 1.93 | 491 | 2
2025-10-06 | Monday | Yes | 1883 | 29.2 | 12712 | 1832 | 9.15 | 393 | 2
2025-10-07 | Tuesday | Yes | 1533 | 28.6 | 10526 | 1064 | 7.58 | 501 | 1
2025-10-08 | Wednesday | Yes | 2030 | 30.8 | 13741 | 1552 | 9.89 | 496 | 0
2025-10-09 | Thursday | Yes | 1739 | 27.8 | 11895 | 1461 | 8.56 | 387 | 2
2025-10-10 | Friday | Yes | 1729 | 28.6 | 11980 | 1472 | 8.63 | 433 | 1
2025-10-11 | Saturday | Yes | 1651 | 26.8 | 11290 | 1662 | 8.13 | 446 | 2
2025-10-12 | Sunday | No | 0 | 27.2 | 2706 | 1515 | 1.95 | 423 | 0
2025-10-13 | Monday | Yes | 1854 | 29.8 | 12539 | 1476 | 9.03 | 393 | 2
2025-10-14 | Tuesday | Yes | 1817 | 27.3 | 12506 | 1635 | 9 | 450 | 0
2025-10-15 | Wednesday | Yes | 1992 | 30.2 | 13727 | 1404 | 9.88 | 459 | 2
2025-10-16 | Thursday | Yes | 1835 | 28.5 | 12444 | 1612 | 8.96 | 467 | 1
2025-10-17 | Friday | Yes | 2084 | 25.8 | 13045 | 1428 | 9.39 | 461 | 2
2025-10-18 | Saturday | Yes | 1908 | 25.7 | 12014 | 1744 | 8.65 | 423 | 0
2025-10-19 | Sunday | No | 0 | 27.1 | 2430 | 1484 | 1.75 | 387 | 1
2025-10-20 | Monday | Yes | 2159 | 27.3 | 14388 | 1804 | 10.36 | 421 | 2
2025-10-21 | Tuesday | Yes | 1984 | 24.9 | 13039 | 1495 | 9.39 | 513 | 0
2025-10-22 | Wednesday | Yes | 1622 | 28.7 | 11172 | 1507 | 8.04 | 446 | 2
2025-10-23 | Thursday | Yes | 1851 | 25.8 | 12607 | 1513 | 9.08 | 389 | 2
2025-10-24 | Friday | Yes | 1820 | 26.9 | 12176 | 1682 | 8.77 | 431 | 1
2025-10-25 | Saturday | Yes | 1847 | 26.2 | 11935 | 1316 | 8.59 | 419 | 2
2025-10-26 | Sunday | No | 0 | 27.2 | 2079 | 1730 | 1.5 | 481 | 1
2025-10-27 | Monday | Yes | 1996 | 24.8 | 12594 | 1477 | 9.07 | 408 | 0
2025-10-28 | Tuesday | Yes | 1727 | 26.6 | 11077 | 1719 | 7.98 | 412 | 1
2025-10-29 | Wednesday | Yes | 1801 | 25.1 | 11775 | 1792 | 8.48 | 455 | 1
2025-10-30 | Thursday | Yes | 1778 | 24.9 | 11825 | 1821 | 8.51 | 398 | 0
2025-10-31 | Friday | Yes | 1865 | 27.3 | 12370 | 1781 | 8.91 | 464 | 2
2025-11-01 | Saturday | Yes | 1647 | 27.6 | 11418 | 1792 | 8.22 | 487 | 1
2025-11-02 | Sunday | No | 0 | 24.3 | 2287 | 1447 | 1.65 | 490 | 1
2025-11-03 | Monday | Yes | 1758 | 24.9 | 11443 | 1492 | 8.24 | 389 | 1
2025-11-04 | Tuesday | Yes | 2186 | 24.7 | 13328 | 1703 | 9.6 | 514 | 1
2025-11-05 | Wednesday | Yes | 1716 | 26.3 | 11225 | 1652 | 8.08 | 403 | 1
2025-11-06 | Thursday | Yes | 2027 | 26 | 13140 | 1625 | 9.46 | 438 | 1
2025-11-07 | Friday | Yes | 1884 | 26.8 | 12694 | 1606 | 9.14 | 494 | 2
2025-11-08 | Saturday | Yes | 1775 | 23.5 | 11816 | 1663 | 8.51 | 423 | 0
2025-11-09 | Sunday | No | 0 | 23.6 | 2908 | 1523 | 2.09 | 456 | 1
2025-11-10 | Monday | Yes | 1999 | 23.5 | 13016 | 1407 | 9.37 | 461 | 0
2025-11-11 | Tuesday | Yes | 1670 | 25.2 | 10793 | 1695 | 7.77 | 481 | 1
2025-11-12 | Wednesday | Yes | 1720 | 21.9 | 11676 | 1760 | 8.41 | 475 | 2
2025-11-13 | Thursday | Yes | 1696 | 25.1 | 10918 | 1610 | 7.86 | 472 | 0
2025-11-14 | Friday | Yes | 1777 | 23.2 | 11826 | 1509 | 8.52 | 459 | 2
2025-11-15 | Saturday | Yes | 1896 | 23.3 | 12250 | 1653 | 8.82 | 410 | 2
2025-11-16 | Sunday | No | 0 | 24.9 | 2629 | 1643 | 1.89 | 455 | 2
2025-11-17 | Monday | Yes | 1544 | 22.8 | 10688 | 1777 | 7.7 | 466 | 2
2025-11-18 | Tuesday | Yes | 1925 | 23.7 | 12505 | 2027 | 9 | 480 | 1
2025-11-19 | Wednesday | Yes | 1751 | 25.6 | 11411 | 1602 | 8.22 | 440 | 1
2025-11-20 | Thursday | Yes | 1630 | 24.8 | 10820 | 1538 | 7.79 | 416 | 0
2025-11-21 | Friday | Yes | 1713 | 25.5 | 11413 | 1853 | 8.22 | 460 | 0
2025-11-22 | Saturday | Yes | 1814 | 25.1 | 12309 | 1404 | 8.86 | 489 | 2
2025-11-23 | Sunday | No | 0 | 26.8 | 2820 | 1429 | 2.03 | 387 | 2
2025-11-24 | Monday | Yes | 1817 | 25.5 | 12007 | 1791 | 8.64 | 402 | 2
2025-11-25 | Tuesday | Yes | 1836 | 21.2 | 12128 | 1602 | 8.73 | 406 | 2
2025-11-26 | Wednesday | Yes | 1877 | 23.8 | 12340 | 1548 | 8.88 | 502 | 2
2025-11-27 | Thursday | Yes | 1834 | 24.2 | 12374 | 1541 | 8.91 | 425 | 2
2025-11-28 | Friday | Yes | 1694 | 22.7 | 10686 | 1614 | 7.69 | 446 | 1
2025-11-29 | Saturday | Yes | 1826 | 20.6 | 12176 | 1492 | 8.77 | 496 | 2
2025-11-30 | Sunday | No | 0 | 22.4 | 2326 | 1514 | 1.67 | 489 | 0
2025-12-01 | Monday | Yes | 1888 | 24.2 | 12191 | 1740 | 8.78 | 408 | 0
2025-12-02 | Tuesday | Yes | 1881 | 25.6 | 12444 | 1826 | 8.96 | 491 | 0
2025-12-03 | Wednesday | Yes | 1900 | 20.8 | 12278 | 1644 | 8.84 | 458 | 1
2025-12-04 | Thursday | Yes | 1602 | 22.6 | 10681 | 1418 | 7.69 | 483 | 2
2025-12-05 | Friday | Yes | 1734 | 23.4 | 11730 | 1805 | 8.45 | 417 | 2
2025-12-06 | Saturday | Yes | 1698 | 23 | 11543 | 1405 | 8.31 | 395 | 0
2025-12-07 | Sunday | No | 0 | 21.1 | 2426 | 1832 | 1.75 | 487 | 2
2025-12-08 | Monday | Yes | 1968 | 23.5 | 13043 | 1625 | 9.39 | 427 | 2
2025-12-09 | Tuesday | Yes | 1859 | 22.1 | 11974 | 1404 | 8.62 | 399 | 1
2025-12-10 | Wednesday | Yes | 1781 | 22.1 | 12258 | 1506 | 8.83 | 415 | 0
2025-12-11 | Thursday | Yes | 1971 | 25.1 | 12898 | 1516 | 9.29 | 490 | 2
2025-12-12 | Friday | Yes | 1673 | 23.4 | 11849 | 1577 | 8.53 | 443 | 1
2025-12-13 | Saturday | Yes | 1803 | 22.1 | 11604 | 1698 | 8.35 | 488 | 1
2025-12-14 | Sunday | No | 0 | 22.1 | 2502 | 1980 | 1.8 | 458 | 1
2025-12-15 | Monday | Yes | 2125 | 21.6 | 13637 | 1670 | 9.82 | 476 | 2
2025-12-16 | Tuesday | Yes | 1865 | 20.5 | 12298 | 1562 | 8.85 | 388 | 1
2025-12-17 | Wednesday | Yes | 1597 | 21.9 | 10610 | 1362 | 7.64 | 384 | 2
2025-12-18 | Thursday | Yes | 1929 | 23.9 | 12345 | 1478 | 8.89 | 443 | 0
2025-12-19 | Friday | Yes | 1492 | 21.7 | 9880 | 1667 | 7.11 | 478 | 0
2025-12-20 | Saturday | Yes | 1755 | 22.3 | 11773 | 1068 | 8.48 | 382 | 0
2025-12-21 | Sunday | No | 0 | 19.9 | 2420 | 1551 | 1.74 | 390 | 0
2025-12-22 | Monday | Yes | 1607 | 22.8 | 10786 | 1455 | 7.77 | 466 | 1
2025-12-23 | Tuesday | Yes | 1713 | 21 | 11939 | 1605 | 8.6 | 493 | 2
2025-12-24 | Wednesday | Yes | 1833 | 24.4 | 12310 | 1380 | 8.86 | 383 | 1
2025-12-25 | Thursday | Yes | 1891 | 20.8 | 12044 | 1469 | 8.67 | 437 | 0
2025-12-26 | Friday | Yes | 1662 | 22.2 | 11300 | 1328 | 8.14 | 381 | 1
2025-12-27 | Saturday | Yes | 1582 | 23.6 | 10650 | 1326 | 7.67 | 490 | 0
2025-12-28 | Sunday | No | 0 | 22.7 | 2748 | 1809 | 1.98 | 426 | 0
2025-12-29 | Monday | Yes | 1753 | 19.1 | 11508 | 1452 | 8.29 | 446 | 2
2025-12-30 | Tuesday | Yes | 1891 | 20.9 | 12451 | 1632 | 8.96 | 466 | 2
2025-12-31 | Wednesday | Yes | 1922 | 19.1 | 12940 | 1735 | 9.32 | 453 | 2
2026-01-01 | Thursday | Yes | 1902 | 25 | 12120 | 1600 | 8.73 | 450 | 1
2026-01-02 | Friday | Yes | 1881 | 19.7 | 11795 | 1486 | 8.49 | 408 | 0
2026-01-03 | Saturday | Yes | 1710 | 21.5 | 11134 | 1440 | 8.02 | 506 | 2
2026-01-04 | Sunday | No | 0 | 20.5 | 2650 | 1596 | 1.91 | 459 | 1
2026-01-05 | Monday | Yes | 1903 | 24 | 12021 | 1437 | 8.65 | 409 | 0
2026-01-06 | Tuesday | Yes | 1628 | 19.2 | 10484 | 1480 | 7.55 | 480 | 1
2026-01-07 | Wednesday | Yes | 2028 | 23 | 12869 | 1744 | 9.27 | 446 | 1
2026-01-08 | Thursday | Yes | 1975 | 22 | 12480 | 1856 | 8.99 | 474 | 1
2026-01-09 | Friday | Yes | 1740 | 19.1 | 11447 | 1493 | 8.24 | 382 | 2
2026-01-10 | Saturday | Yes | 1844 | 22.4 | 12094 | 1523 | 8.71 | 441 | 0
2026-01-11 | Sunday | No | 0 | 21.8 | 2197 | 1577 | 1.58 | 481 | 1
2026-01-12 | Monday | Yes | 1921 | 21.3 | 12687 | 1471 | 9.13 | 457 | 0
2026-01-13 | Tuesday | Yes | 1949 | 19 | 12322 | 1299 | 8.87 | 484 | 0
2026-01-14 | Wednesday | Yes | 1829 | 21.7 | 11871 | 1452 | 8.55 | 421 | 1
2026-01-15 | Thursday | Yes | 1584 | 21.7 | 10149 | 1346 | 7.31 | 392 | 2
2026-01-16 | Friday | Yes | 1668 | 20.7 | 11572 | 1738 | 8.33 | 481 | 0
2026-01-17 | Saturday | Yes | 1435 | 20.3 | 10070 | 1723 | 7.25 | 515 | 2
2026-01-18 | Sunday | No | 0 | 22.6 | 2551 | 1724 | 1.84 | 469 | 0
2026-01-19 | Monday | Yes | 1835 | 21 | 11706 | 1400 | 8.43 | 508 | 2
2026-01-20 | Tuesday | Yes | 1639 | 20 | 10844 | 1378 | 7.81 | 494 | 2
2026-01-21 | Wednesday | Yes | 1763 | 23.4 | 11455 | 1604 | 8.25 | 487 | 0
2026-01-22 | Thursday | Yes | 1949 | 22.5 | 12494 | 1663 | 9 | 428 | 0
2026-01-23 | Friday | Yes | 1836 | 19.4 | 11895 | 1126 | 8.56 | 491 | 1
2026-01-24 | Saturday | Yes | 1781 | 18.1 | 11512 | 1729 | 8.29 | 449 | 2
2026-01-25 | Sunday | No | 0 | 21.5 | 2640 | 1600 | 1.9 | 433 | 1
2026-01-26 | Monday | Yes | 1739 | 21.3 | 10922 | 1707 | 7.86 | 457 | 0
2026-01-27 | Tuesday | Yes | 1811 | 18.5 | 12373 | 1648 | 8.91 | 499 | 2
2026-01-28 | Wednesday | Yes | 1805 | 18.8 | 11942 | 1680 | 8.6 | 510 | 2
2026-01-29 | Thursday | Yes | 1876 | 19.9 | 12152 | 1990 | 8.75 | 397 | 2
2026-01-30 | Friday | Yes | 1742 | 22.4 | 11928 | 1249 | 8.59 | 445 | 0
2026-01-31 | Saturday | Yes | 1495 | 21.4 | 9755 | 1422 | 7.02 | 478 | 1
2026-02-01 | Sunday | No | 0 | 19.8 | 2288 | 1523 | 1.65 | 460 | 0
2026-02-02 | Monday | Yes | 1802 | 20.7 | 11565 | 1861 | 8.33 | 480 | 2
2026-02-03 | Tuesday | Yes | 1539 | 19.7 | 9882 | 1408 | 7.11 | 505 | 0
2026-02-04 | Wednesday | Yes | 1631 | 22.2 | 11349 | 1539 | 8.17 | 405 | 1
2026-02-05 | Thursday | Yes | 1887 | 19.1 | 12041 | 1837 | 8.67 | 385 | 2
2026-02-06 | Friday | Yes | 1821 | 21.3 | 12455 | 1868 | 8.97 | 452 | 2
2026-02-07 | Saturday | Yes | 1902 | 20.8 | 12453 | 1556 | 8.97 | 509 | 1
2026-02-08 | Sunday | No | 0 | 19.8 | 2469 | 1873 | 1.78 | 476 | 1
2026-02-09 | Monday | Yes | 1892 | 20.7 | 12287 | 1733 | 8.85 | 455 | 0
2026-02-10 | Tuesday | Yes | 1772 | 20.4 | 12155 | 1711 | 8.75 | 457 | 2
2026-02-11 | Wednesday | Yes | 1640 | 18.4 | 10551 | 1940 | 7.6 | 396 | 1
2026-02-12 | Thursday | Yes | 1865 | 23.2 | 12432 | 1693 | 8.95 | 484 | 2
2026-02-13 | Friday | Yes | 1783 | 20.9 | 11550 | 1790 | 8.32 | 431 | 0
2026-02-14 | Saturday | Yes | 1681 | 21.1 | 10577 | 1584 | 7.62 | 387 | 1
2026-02-15 | Sunday | No | 0 | 22.5 | 2377 | 1377 | 1.71 | 427 | 1
2026-02-16 | Monday | Yes | 1882 | 23.5 | 11975 | 1583 | 8.62 | 388 | 2
2026-02-17 | Tuesday | Yes | 1941 | 21.8 | 13203 | 1502 | 9.51 | 520 | 0
2026-02-18 | Wednesday | Yes | 1899 | 21.2 | 12429 | 1432 | 8.95 | 424 | 0
2026-02-19 | Thursday | Yes | 1612 | 21.8 | 10970 | 1261 | 7.9 | 494 | 1
2026-02-20 | Friday | Yes | 1857 | 22.4 | 11854 | 1799 | 8.53 | 455 | 1
2026-02-21 | Saturday | Yes | 1781 | 22.4 | 11749 | 1852 | 8.46 | 495 | 1
2026-02-22 | Sunday | No | 0 | 20.3 | 2603 | 1541 | 1.87 | 511 | 2
2026-02-23 | Monday | Yes | 1937 | 18 | 12607 | 1541 | 9.08 | 469 | 0
2026-02-24 | Tuesday | Yes | 1847 | 22.9 | 12452 | 1672 | 8.97 | 412 | 0
2026-02-25 | Wednesday | Yes | 1820 | 22.9 | 11986 | 1376 | 8.63 | 455 | 1
2026-02-26 | Thursday | Yes | 1784 | 23.3 | 11651 | 1655 | 8.39 | 447 | 2
2026-02-27 | Friday | Yes | 1903 | 22.2 | 12037 | 1454 | 8.67 | 430 | 1
2026-02-28 | Saturday | Yes | 1792 | 22.9 | 11644 | 1523 | 8.38 | 406 | 0
2026-03-01 | Sunday | No | 0 | 22.2 | 2488 | 1922 | 1.79 | 485 | 2
2026-03-02 | Monday | Yes | 1578 | 24.7 | 10591 | 1371 | 7.63 | 501 | 2
2026-03-03 | Tuesday | Yes | 1654 | 21.8 | 11075 | 1519 | 7.97 | 394 | 0
2026-03-04 | Wednesday | Yes | 1880 | 26.1 | 12481 | 1692 | 8.99 | 427 | 0
2026-03-05 | Thursday | Yes | 2035 | 23.1 | 12908 | 1897 | 9.29 | 499 | 0
2026-03-06 | Friday | Yes | 1838 | 22.3 | 12676 | 1825 | 9.13 | 460 | 0
2026-03-07 | Saturday | Yes | 1926 | 23.8 | 12887 | 1656 | 9.28 | 405 | 2
2026-03-08 | Sunday | No | 0 | 24 | 2733 | 1736 | 1.97 | 414 | 2
2026-03-09 | Monday | Yes | 2062 | 24.7 | 12963 | 1591 | 9.33 | 413 | 1
2026-03-10 | Tuesday | Yes | 1556 | 24.1 | 10513 | 1764 | 7.57 | 496 | 1
2026-03-11 | Wednesday | Yes | 1678 | 22 | 11343 | 1560 | 8.17 | 409 | 2
2026-03-12 | Thursday | Yes | 1722 | 21.9 | 11658 | 1564 | 8.39 | 452 | 1
2026-03-13 | Friday | Yes | 1850 | 20.1 | 12517 | 1686 | 9.01 | 395 | 0
2026-03-14 | Saturday | Yes | 1975 | 24.4 | 12809 | 1797 | 9.22 | 472 | 1
2026-03-15 | Sunday | No | 0 | 23.1 | 2628 | 1397 | 1.89 | 468 | 1
2026-03-16 | Monday | Yes | 1800 | 22.7 | 12016 | 1893 | 8.65 | 464 | 1
2026-03-17 | Tuesday | Yes | 1883 | 24.1 | 12496 | 1703 | 9 | 517 | 0
2026-03-18 | Wednesday | Yes | 1700 | 23.8 | 11598 | 1616 | 8.35 | 425 | 0
2026-03-19 | Thursday | Yes | 2001 | 21.7 | 13144 | 1794 | 9.46 | 474 | 0
2026-03-20 | Friday | Yes | 1926 | 25.9 | 12805 | 1791 | 9.22 | 482 | 0
2026-03-21 | Saturday | Yes | 1924 | 23.9 | 12598 | 1702 | 9.07 | 425 | 1
2026-03-22 | Sunday | No | 0 | 20.5 | 2621 | 1531 | 1.89 | 445 | 1
2026-03-23 | Monday | Yes | 1989 | 27.2 | 12876 | 1838 | 9.27 | 516 | 1
2026-03-24 | Tuesday | Yes | 1568 | 26 | 10553 | 1511 | 7.6 | 496 | 2
2026-03-25 | Wednesday | Yes | 2049 | 25.3 | 12788 | 1993 | 9.21 | 514 | 2
2026-03-26 | Thursday | Yes | 1920 | 28.4 | 12689 | 1648 | 9.14 | 467 | 0
2026-03-27 | Friday | Yes | 1719 | 25.6 | 11825 | 1516 | 8.51 | 437 | 2
2026-03-28 | Saturday | Yes | 1648 | 24.3 | 10809 | 1505 | 7.78 | 514 | 2
2026-03-29 | Sunday | No | 0 | 24.4 | 2232 | 1910 | 1.61 | 413 | 1
2026-03-30 | Monday | Yes | 1795 | 24 | 11814 | 1654 | 8.51 | 463 | 2
2026-03-31 | Tuesday | Yes | 1853 | 23.7 | 12752 | 1740 | 9.18 | 415 | 0

## Data Dictionary
sheet | column | data_type | example_value | non_empty_values | distinct_values
Daily Energy | date | Date/time | 2025-04-01 | 365 | 365
Daily Energy | day | Text | Tuesday | 365 | 7
Daily Energy | production_day | Text | Yes | 365 | 2
Daily Energy | units_produced | Whole number | 1672 | 365 | 233
Daily Energy | avg_temp_c | Decimal number | 22.9 | 365 | 154
Daily Energy | grid_kwh | Decimal number | 11285.0 | 365 | 350
Daily Energy | solar_kwh | Decimal number | 1824.0 | 365 | 327
Daily Energy | co2_tonnes_est | Decimal number | 8.13 | 365 | 228
Daily Energy | peak_demand_kw | Decimal number | 384.0 | 365 | 130
Daily Energy | machine_breakdowns | Whole number | 1 | 365 | 3

## Data Validation
Data Validation
Integrity checks on the Daily Energy sheet (raw data unchanged)
Check | Result | Expected | Status | Note
Record count | 365 | 365 | PASS
Missing values (all 10 columns) | 0 | 0 | PASS
Duplicate dates | 0 | 0 | PASS | Rows sharing a date with another row
First date | 2025-04-01 | 2025-04-01 | PASS
Last date | 2026-03-31 | 2026-03-31 | PASS
Date continuity — days with gap ≠ 1 day | 0 | 0 | PASS | Consecutive-date differences
Date continuity — span (last − first + 1) | 365 | 365 | PASS | Equals record count when continuous
Production days | 313 | 313 | PASS
Non-production days | 52 | 52 | PASS
Invalid production_day values | 0 | 0 | PASS | Anything other than Yes / No
Negative operational values (D:J) | 0 | 0 | PASS | units, temperature, grid, solar, CO₂, peak, breakdowns
Units produced on non-production days | 0 | 0 | PASS | Non-production days have no output
Production days with zero units | 0 | 0 | PASS
Overall | ALL PASS

## Analysis Data
date | day | production_day | units_produced | avg_temp_c | grid_kwh | solar_kwh | total_kwh | month_start | nonprod_kwh | prod_kwh | wasteful_flag | wasteful_seq | prod_seq | prod_day_# | date | units_produced | avg_temp_c | total_kwh | Notes
2025-04-01 | Tuesday | Yes | 1672 | 22.9 | 11285 | 1824 | 13109 | 2025-04-01 |  | 13109 | 0 |  | 1 | 1 | 2025-04-01 | 1672 | 22.9 | 13109 | Columns A–N: one row per day, all formulas linked to Daily Energy (raw data is not modified).
2025-04-02 | Wednesday | Yes | 1476 | 25.9 | 9783 | 1470 | 11253 | 2025-04-01 |  | 11253 | 0 |  | 2 | 2 | 2025-04-02 | 1476 | 25.9 | 11253 | Columns P–T: production-day-only extract (313 rows) feeding the regression and scatter chart.
2025-04-03 | Thursday | Yes | 1705 | 25.2 | 11177 | 1940 | 13117 | 2025-04-01 |  | 13117 | 0 |  | 3 | 3 | 2025-04-03 | 1705 | 25.2 | 13117 | Block is sized to the 313 production days in this dataset; resize if the data changes.
2025-04-04 | Friday | Yes | 1902 | 25 | 12217 | 2026 | 14243 | 2025-04-01 |  | 14243 | 0 |  | 4 | 4 | 2025-04-04 | 1902 | 25 | 14243
2025-04-05 | Saturday | Yes | 1848 | 25.9 | 12005 | 1641 | 13646 | 2025-04-01 |  | 13646 | 0 |  | 5 | 5 | 2025-04-05 | 1848 | 25.9 | 13646
2025-04-06 | Sunday | No | 0 | 24.3 | 2486 | 1577 | 4063 | 2025-04-01 | 4063 |  | 0 |  |  | 6 | 2025-04-07 | 1705 | 28.6 | 13371
2025-04-07 | Monday | Yes | 1705 | 28.6 | 11877 | 1494 | 13371 | 2025-04-01 |  | 13371 | 0 |  | 6 | 7 | 2025-04-08 | 1846 | 26.7 | 14038
2025-04-08 | Tuesday | Yes | 1846 | 26.7 | 12109 | 1929 | 14038 | 2025-04-01 |  | 14038 | 0 |  | 7 | 8 | 2025-04-09 | 1991 | 26.5 | 14557
2025-04-09 | Wednesday | Yes | 1991 | 26.5 | 12843 | 1714 | 14557 | 2025-04-01 |  | 14557 | 0 |  | 8 | 9 | 2025-04-10 | 1529 | 26.4 | 12029
2025-04-10 | Thursday | Yes | 1529 | 26.4 | 10330 | 1699 | 12029 | 2025-04-01 |  | 12029 | 0 |  | 9 | 10 | 2025-04-11 | 1828 | 26.8 | 14225
2025-04-11 | Friday | Yes | 1828 | 26.8 | 12148 | 2077 | 14225 | 2025-04-01 |  | 14225 | 0 |  | 10 | 11 | 2025-04-12 | 1710 | 24 | 13195
2025-04-12 | Saturday | Yes | 1710 | 24 | 11688 | 1507 | 13195 | 2025-04-01 |  | 13195 | 0 |  | 11 | 12 | 2025-04-14 | 1768 | 28.3 | 13363
2025-04-13 | Sunday | No | 0 | 26 | 2014 | 1475 | 3489 | 2025-04-01 | 3489 |  | 0 |  |  | 13 | 2025-04-15 | 1591 | 27.7 | 12128
2025-04-14 | Monday | Yes | 1768 | 28.3 | 11944 | 1419 | 13363 | 2025-04-01 |  | 13363 | 0 |  | 12 | 14 | 2025-04-16 | 1813 | 27.3 | 13753
2025-04-15 | Tuesday | Yes | 1591 | 27.7 | 11009 | 1119 | 12128 | 2025-04-01 |  | 12128 | 0 |  | 13 | 15 | 2025-04-17 | 1724 | 28.2 | 13112
2025-04-16 | Wednesday | Yes | 1813 | 27.3 | 11934 | 1819 | 13753 | 2025-04-01 |  | 13753 | 0 |  | 14 | 16 | 2025-04-18 | 1755 | 29.7 | 14054
2025-04-17 | Thursday | Yes | 1724 | 28.2 | 11765 | 1347 | 13112 | 2025-04-01 |  | 13112 | 0 |  | 15 | 17 | 2025-04-19 | 1883 | 25.5 | 13659
2025-04-18 | Friday | Yes | 1755 | 29.7 | 12468 | 1586 | 14054 | 2025-04-01 |  | 14054 | 0 |  | 16 | 18 | 2025-04-21 | 2058 | 24.5 | 14126
2025-04-19 | Saturday | Yes | 1883 | 25.5 | 11922 | 1737 | 13659 | 2025-04-01 |  | 13659 | 0 |  | 17 | 19 | 2025-04-22 | 1750 | 25.6 | 13865
2025-04-20 | Sunday | No | 0 | 25.1 | 2622 | 1496 | 4118 | 2025-04-01 | 4118 |  | 0 |  |  | 20 | 2025-04-23 | 1614 | 27.4 | 12759
2025-04-21 | Monday | Yes | 2058 | 24.5 | 12829 | 1297 | 14126 | 2025-04-01 |  | 14126 | 0 |  | 18 | 21 | 2025-04-24 | 1771 | 26.9 | 12903
2025-04-22 | Tuesday | Yes | 1750 | 25.6 | 12144 | 1721 | 13865 | 2025-04-01 |  | 13865 | 0 |  | 19 | 22 | 2025-04-25 | 1936 | 28.7 | 14239
2025-04-23 | Wednesday | Yes | 1614 | 27.4 | 10960 | 1799 | 12759 | 2025-04-01 |  | 12759 | 0 |  | 20 | 23 | 2025-04-26 | 1689 | 26.5 | 12884
2025-04-24 | Thursday | Yes | 1771 | 26.9 | 11486 | 1417 | 12903 | 2025-04-01 |  | 12903 | 0 |  | 21 | 24 | 2025-04-28 | 1566 | 26.8 | 12611
2025-04-25 | Friday | Yes | 1936 | 28.7 | 12488 | 1751 | 14239 | 2025-04-01 |  | 14239 | 0 |  | 22 | 25 | 2025-04-29 | 1813 | 31.4 | 14222
2025-04-26 | Saturday | Yes | 1689 | 26.5 | 11177 | 1707 | 12884 | 2025-04-01 |  | 12884 | 0 |  | 23 | 26 | 2025-04-30 | 1969 | 27.9 | 14680
2025-04-27 | Sunday | No | 0 | 29.8 | 2886 | 1540 | 4426 | 2025-04-01 | 4426 |  | 0 |  |  | 27 | 2025-05-01 | 1817 | 27 | 13765
2025-04-28 | Monday | Yes | 1566 | 26.8 | 10883 | 1728 | 12611 | 2025-04-01 |  | 12611 | 0 |  | 24 | 28 | 2025-05-02 | 1888 | 27.1 | 14044
2025-04-29 | Tuesday | Yes | 1813 | 31.4 | 12781 | 1441 | 14222 | 2025-04-01 |  | 14222 | 0 |  | 25 | 29 | 2025-05-03 | 1893 | 28.3 | 14243
2025-04-30 | Wednesday | Yes | 1969 | 27.9 | 13239 | 1441 | 14680 | 2025-04-01 |  | 14680 | 0 |  | 26 | 30 | 2025-05-05 | 1930 | 31.3 | 14965
2025-05-01 | Thursday | Yes | 1817 | 27 | 12317 | 1448 | 13765 | 2025-05-01 |  | 13765 | 0 |  | 27 | 31 | 2025-05-06 | 1869 | 26.6 | 13510
2025-05-02 | Friday | Yes | 1888 | 27.1 | 12468 | 1576 | 14044 | 2025-05-01 |  | 14044 | 0 |  | 28 | 32 | 2025-05-07 | 1650 | 29.4 | 14061
2025-05-03 | Saturday | Yes | 1893 | 28.3 | 12592 | 1651 | 14243 | 2025-05-01 |  | 14243 | 0 |  | 29 | 33 | 2025-05-08 | 1681 | 26 | 12203
2025-05-04 | Sunday | No | 0 | 28.4 | 2343 | 1714 | 4057 | 2025-05-01 | 4057 |  | 0 |  |  | 34 | 2025-05-09 | 2032 | 31 | 15945
2025-05-05 | Monday | Yes | 1930 | 31.3 | 13198 | 1767 | 14965 | 2025-05-01 |  | 14965 | 0 |  | 30 | 35 | 2025-05-10 | 1807 | 30.9 | 13684
2025-05-06 | Tuesday | Yes | 1869 | 26.6 | 11833 | 1677 | 13510 | 2025-05-01 |  | 13510 | 0 |  | 31 | 36 | 2025-05-12 | 1871 | 27.4 | 13740
2025-05-07 | Wednesday | Yes | 1650 | 29.4 | 12108 | 1953 | 14061 | 2025-05-01 |  | 14061 | 0 |  | 32 | 37 | 2025-05-13 | 1812 | 28.8 | 14135
2025-05-08 | Thursday | Yes | 1681 | 26 | 10670 | 1533 | 12203 | 2025-05-01 |  | 12203 | 0 |  | 33 | 38 | 2025-05-14 | 1964 | 30.7 | 15845
2025-05-09 | Friday | Yes | 2032 | 31 | 14188 | 1757 | 15945 | 2025-05-01 |  | 15945 | 0 |  | 34 | 39 | 2025-05-15 | 1972 | 30.1 | 15860
2025-05-10 | Saturday | Yes | 1807 | 30.9 | 12348 | 1336 | 13684 | 2025-05-01 |  | 13684 | 0 |  | 35 | 40 | 2025-05-16 | 1857 | 30 | 14578
2025-05-11 | Sunday | No | 0 | 30.3 | 3054 | 1863 | 4917 | 2025-05-01 | 4917 |  | 1 | 1 |  | 41 | 2025-05-17 | 1852 | 31.1 | 14455
2025-05-12 | Monday | Yes | 1871 | 27.4 | 11998 | 1742 | 13740 | 2025-05-01 |  | 13740 | 0 |  | 36 | 42 | 2025-05-19 | 1657 | 29.4 | 13522
2025-05-13 | Tuesday | Yes | 1812 | 28.8 | 12379 | 1756 | 14135 | 2025-05-01 |  | 14135 | 0 |  | 37 | 43 | 2025-05-20 | 1672 | 29.2 | 13765
2025-05-14 | Wednesday | Yes | 1964 | 30.7 | 14144 | 1701 | 15845 | 2025-05-01 |  | 15845 | 0 |  | 38 | 44 | 2025-05-21 | 1569 | 32.4 | 13753
2025-05-15 | Thursday | Yes | 1972 | 30.1 | 14259 | 1601 | 15860 | 2025-05-01 |  | 15860 | 0 |  | 39 | 45 | 2025-05-22 | 1731 | 27.8 | 13308
2025-05-16 | Friday | Yes | 1857 | 30 | 12729 | 1849 | 14578 | 2025-05-01 |  | 14578 | 0 |  | 40 | 46 | 2025-05-23 | 1823 | 28.7 | 13898
2025-05-17 | Saturday | Yes | 1852 | 31.1 | 13027 | 1428 | 14455 | 2025-05-01 |  | 14455 | 0 |  | 41 | 47 | 2025-05-24 | 1726 | 29.9 | 14014
2025-05-18 | Sunday | No | 0 | 31.1 | 3251 | 1539 | 4790 | 2025-05-01 | 4790 |  | 1 | 2 |  | 48 | 2025-05-26 | 1869 | 29.7 | 14441
2025-05-19 | Monday | Yes | 1657 | 29.4 | 11728 | 1794 | 13522 | 2025-05-01 |  | 13522 | 0 |  | 42 | 49 | 2025-05-27 | 1870 | 32 | 14835
2025-05-20 | Tuesday | Yes | 1672 | 29.2 | 12147 | 1618 | 13765 | 2025-05-01 |  | 13765 | 0 |  | 43 | 50 | 2025-05-28 | 1934 | 32.6 | 15160
2025-05-21 | Wednesday | Yes | 1569 | 32.4 | 12338 | 1415 | 13753 | 2025-05-01 |  | 13753 | 0 |  | 44 | 51 | 2025-05-29 | 1806 | 32.9 | 14777
2025-05-22 | Thursday | Yes | 1731 | 27.8 | 12127 | 1181 | 13308 | 2025-05-01 |  | 13308 | 0 |  | 45 | 52 | 2025-05-30 | 1753 | 30.9 | 13324
2025-05-23 | Friday | Yes | 1823 | 28.7 | 12509 | 1389 | 13898 | 2025-05-01 |  | 13898 | 0 |  | 46 | 53 | 2025-05-31 | 1911 | 29.6 | 15045
2025-05-24 | Saturday | Yes | 1726 | 29.9 | 12403 | 1611 | 14014 | 2025-05-01 |  | 14014 | 0 |  | 47 | 54 | 2025-06-02 | 1869 | 31.7 | 14278
2025-05-25 | Sunday | No | 0 | 29.2 | 3123 | 1481 | 4604 | 2025-05-01 | 4604 |  | 0 |  |  | 55 | 2025-06-03 | 1841 | 31.6 | 13583
2025-05-26 | Monday | Yes | 1869 | 29.7 | 12791 | 1650 | 14441 | 2025-05-01 |  | 14441 | 0 |  | 48 | 56 | 2025-06-04 | 1856 | 29.2 | 12684
2025-05-27 | Tuesday | Yes | 1870 | 32 | 13529 | 1306 | 14835 | 2025-05-01 |  | 14835 | 0 |  | 49 | 57 | 2025-06-05 | 2004 | 34.5 | 15128
2025-05-28 | Wednesday | Yes | 1934 | 32.6 | 13687 | 1473 | 15160 | 2025-05-01 |  | 15160 | 0 |  | 50 | 58 | 2025-06-06 | 2017 | 31.9 | 13493
2025-05-29 | Thursday | Yes | 1806 | 32.9 | 13132 | 1645 | 14777 | 2025-05-01 |  | 14777 | 0 |  | 51 | 59 | 2025-06-07 | 1980 | 32 | 14480
2025-05-30 | Friday | Yes | 1753 | 30.9 | 11842 | 1482 | 13324 | 2025-05-01 |  | 13324 | 0 |  | 52 | 60 | 2025-06-09 | 1808 | 32.9 | 13655
2025-05-31 | Saturday | Yes | 1911 | 29.6 | 13437 | 1608 | 15045 | 2025-05-01 |  | 15045 | 0 |  | 53 | 61 | 2025-06-10 | 1779 | 29.8 | 13129
2025-06-01 | Sunday | No | 0 | 29.9 | 3483 | 831 | 4314 | 2025-06-01 | 4314 |  | 0 |  |  | 62 | 2025-06-11 | 1665 | 32.7 | 13202
2025-06-02 | Monday | Yes | 1869 | 31.7 | 13311 | 967 | 14278 | 2025-06-01 |  | 14278 | 0 |  | 54 | 63 | 2025-06-12 | 1991 | 32.1 | 14879
2025-06-03 | Tuesday | Yes | 1841 | 31.6 | 12972 | 611 | 13583 | 2025-06-01 |  | 13583 | 0 |  | 55 | 64 | 2025-06-13 | 1613 | 30.7 | 12831
2025-06-04 | Wednesday | Yes | 1856 | 29.2 | 12229 | 455 | 12684 | 2025-06-01 |  | 12684 | 0 |  | 56 | 65 | 2025-06-14 | 1674 | 31.5 | 13296
2025-06-05 | Thursday | Yes | 2004 | 34.5 | 14525 | 603 | 15128 | 2025-06-01 |  | 15128 | 0 |  | 57 | 66 | 2025-06-16 | 1812 | 32.2 | 13955
2025-06-06 | Friday | Yes | 2017 | 31.9 | 13117 | 376 | 13493 | 2025-06-01 |  | 13493 | 0 |  | 58 | 67 | 2025-06-17 | 1645 | 33 | 13351
2025-06-07 | Saturday | Yes | 1980 | 32 | 13942 | 538 | 14480 | 2025-06-01 |  | 14480 | 0 |  | 59 | 68 | 2025-06-18 | 1830 | 33 | 14521
2025-06-08 | Sunday | No | 0 | 30.9 | 3510 | 952 | 4462 | 2025-06-01 | 4462 |  | 0 |  |  | 69 | 2025-06-19 | 1731 | 32.3 | 13913
2025-06-09 | Monday | Yes | 1808 | 32.9 | 13364 | 291 | 13655 | 2025-06-01 |  | 13655 | 0 |  | 60 | 70 | 2025-06-20 | 1882 | 33.3 | 13734
2025-06-10 | Tuesday | Yes | 1779 | 29.8 | 12538 | 591 | 13129 | 2025-06-01 |  | 13129 | 0 |  | 61 | 71 | 2025-06-21 | 1891 | 31.4 | 14112
2025-06-11 | Wednesday | Yes | 1665 | 32.7 | 12590 | 612 | 13202 | 2025-06-01 |  | 13202 | 0 |  | 62 | 72 | 2025-06-23 | 1724 | 31.9 | 13557
2025-06-12 | Thursday | Yes | 1991 | 32.1 | 14178 | 701 | 14879 | 2025-06-01 |  | 14879 | 0 |  | 63 | 73 | 2025-06-24 | 1900 | 31.2 | 14737
2025-06-13 | Friday | Yes | 1613 | 30.7 | 11836 | 995 | 12831 | 2025-06-01 |  | 12831 | 0 |  | 64 | 74 | 2025-06-25 | 1837 | 31.6 | 13717
2025-06-14 | Saturday | Yes | 1674 | 31.5 | 12427 | 869 | 13296 | 2025-06-01 |  | 13296 | 0 |  | 65 | 75 | 2025-06-26 | 1786 | 36.8 | 14155
2025-06-15 | Sunday | No | 0 | 32.3 | 3423 | 696 | 4119 | 2025-06-01 | 4119 |  | 0 |  |  | 76 | 2025-06-27 | 1817 | 32.3 | 14306
2025-06-16 | Monday | Yes | 1812 | 32.2 | 13174 | 781 | 13955 | 2025-06-01 |  | 13955 | 0 |  | 66 | 77 | 2025-06-28 | 2064 | 30.1 | 14083
2025-06-17 | Tuesday | Yes | 1645 | 33 | 12653 | 698 | 13351 | 2025-06-01 |  | 13351 | 0 |  | 67 | 78 | 2025-06-30 | 1844 | 33 | 13509
2025-06-18 | Wednesday | Yes | 1830 | 33 | 13625 | 896 | 14521 | 2025-06-01 |  | 14521 | 0 |  | 68 | 79 | 2025-07-01 | 1642 | 31.4 | 13293
2025-06-19 | Thursday | Yes | 1731 | 32.3 | 13113 | 800 | 13913 | 2025-06-01 |  | 13913 | 0 |  | 69 | 80 | 2025-07-02 | 1844 | 32 | 14184
2025-06-20 | Friday | Yes | 1882 | 33.3 | 13219 | 515 | 13734 | 2025-06-01 |  | 13734 | 0 |  | 70 | 81 | 2025-07-03 | 1833 | 35.4 | 14877
2025-06-21 | Saturday | Yes | 1891 | 31.4 | 13459 | 653 | 14112 | 2025-06-01 |  | 14112 | 0 |  | 71 | 82 | 2025-07-04 | 1808 | 33.7 | 13559
2025-06-22 | Sunday | No | 0 | 34.3 | 4036 | 1143 | 5179 | 2025-06-01 | 5179 |  | 1 | 3 |  | 83 | 2025-07-05 | 1583 | 32.3 | 12518
2025-06-23 | Monday | Yes | 1724 | 31.9 | 13001 | 556 | 13557 | 2025-06-01 |  | 13557 | 0 |  | 72 | 84 | 2025-07-07 | 1773 | 37 | 14839
2025-06-24 | Tuesday | Yes | 1900 | 31.2 | 13875 | 862 | 14737 | 2025-06-01 |  | 14737 | 0 |  | 73 | 85 | 2025-07-08 | 1846 | 31.9 | 13183
2025-06-25 | Wednesday | Yes | 1837 | 31.6 | 12864 | 853 | 13717 | 2025-06-01 |  | 13717 | 0 |  | 74 | 86 | 2025-07-09 | 1626 | 32.3 | 12488
2025-06-26 | Thursday | Yes | 1786 | 36.8 | 13514 | 641 | 14155 | 2025-06-01 |  | 14155 | 0 |  | 75 | 87 | 2025-07-10 | 1863 | 30.8 | 13386
2025-06-27 | Friday | Yes | 1817 | 32.3 | 13659 | 647 | 14306 | 2025-06-01 |  | 14306 | 0 |  | 76 | 88 | 2025-07-11 | 1829 | 33 | 13488
2025-06-28 | Saturday | Yes | 2064 | 30.1 | 13493 | 590 | 14083 | 2025-06-01 |  | 14083 | 0 |  | 77 | 89 | 2025-07-12 | 2120 | 32.9 | 15913
2025-06-29 | Sunday | No | 0 | 32 | 3910 | 535 | 4445 | 2025-06-01 | 4445 |  | 0 |  |  | 90 | 2025-07-14 | 1823 | 34.9 | 14186
2025-06-30 | Monday | Yes | 1844 | 33 | 12914 | 595 | 13509 | 2025-06-01 |  | 13509 | 0 |  | 78 | 91 | 2025-07-15 | 1711 | 32.5 | 13353
2025-07-01 | Tuesday | Yes | 1642 | 31.4 | 12667 | 626 | 13293 | 2025-07-01 |  | 13293 | 0 |  | 79 | 92 | 2025-07-16 | 1883 | 32.9 | 14471
2025-07-02 | Wednesday | Yes | 1844 | 32 | 13420 | 764 | 14184 | 2025-07-01 |  | 14184 | 0 |  | 80 | 93 | 2025-07-17 | 1843 | 33.3 | 13539
2025-07-03 | Thursday | Yes | 1833 | 35.4 | 14091 | 786 | 14877 | 2025-07-01 |  | 14877 | 0 |  | 81 | 94 | 2025-07-18 | 1755 | 33.3 | 13391
2025-07-04 | Friday | Yes | 1808 | 33.7 | 12987 | 572 | 13559 | 2025-07-01 |  | 13559 | 0 |  | 82 | 95 | 2025-07-19 | 1671 | 30 | 11979
2025-07-05 | Saturday | Yes | 1583 | 32.3 | 11835 | 683 | 12518 | 2025-07-01 |  | 12518 | 0 |  | 83 | 96 | 2025-07-21 | 2032 | 31.7 | 14884
2025-07-06 | Sunday | No | 0 | 30.6 | 3060 | 718 | 3778 | 2025-07-01 | 3778 |  | 0 |  |  | 97 | 2025-07-22 | 1860 | 31.2 | 13339
2025-07-07 | Monday | Yes | 1773 | 37 | 13953 | 886 | 14839 | 2025-07-01 |  | 14839 | 0 |  | 84 | 98 | 2025-07-23 | 1864 | 32.6 | 14190
2025-07-08 | Tuesday | Yes | 1846 | 31.9 | 12770 | 413 | 13183 | 2025-07-01 |  | 13183 | 0 |  | 85 | 99 | 2025-07-24 | 1754 | 33.9 | 13382
2025-07-09 | Wednesday | Yes | 1626 | 32.3 | 11826 | 662 | 12488 | 2025-07-01 |  | 12488 | 0 |  | 86 | 100 | 2025-07-25 | 1970 | 32.3 | 15272
2025-07-10 | Thursday | Yes | 1863 | 30.8 | 12881 | 505 | 13386 | 2025-07-01 |  | 13386 | 0 |  | 87 | 101 | 2025-07-26 | 1698 | 30.9 | 13114
2025-07-11 | Friday | Yes | 1829 | 33 | 12840 | 648 | 13488 | 2025-07-01 |  | 13488 | 0 |  | 88 | 102 | 2025-07-28 | 1742 | 34.6 | 13213
2025-07-12 | Saturday | Yes | 2120 | 32.9 | 15044 | 869 | 15913 | 2025-07-01 |  | 15913 | 0 |  | 89 | 103 | 2025-07-29 | 1720 | 32.3 | 12898
2025-07-13 | Sunday | No | 0 | 35.3 | 3939 | 403 | 4342 | 2025-07-01 | 4342 |  | 0 |  |  | 104 | 2025-07-30 | 1888 | 33.8 | 14194
2025-07-14 | Monday | Yes | 1823 | 34.9 | 13593 | 593 | 14186 | 2025-07-01 |  | 14186 | 0 |  | 90 | 105 | 2025-07-31 | 1668 | 35.2 | 13932
2025-07-15 | Tuesday | Yes | 1711 | 32.5 | 12771 | 582 | 13353 | 2025-07-01 |  | 13353 | 0 |  | 91 | 106 | 2025-08-01 | 1637 | 31.4 | 12869
2025-07-16 | Wednesday | Yes | 1883 | 32.9 | 13536 | 935 | 14471 | 2025-07-01 |  | 14471 | 0 |  | 92 | 107 | 2025-08-02 | 2127 | 33.8 | 15707
2025-07-17 | Thursday | Yes | 1843 | 33.3 | 13279 | 260 | 13539 | 2025-07-01 |  | 13539 | 0 |  | 93 | 108 | 2025-08-04 | 2001 | 33.4 | 15121
2025-07-18 | Friday | Yes | 1755 | 33.3 | 12682 | 709 | 13391 | 2025-07-01 |  | 13391 | 0 |  | 94 | 109 | 2025-08-05 | 1797 | 33.9 | 14063
2025-07-19 | Saturday | Yes | 1671 | 30 | 11763 | 216 | 11979 | 2025-07-01 |  | 11979 | 0 |  | 95 | 110 | 2025-08-06 | 1829 | 31.9 | 14072
2025-07-20 | Sunday | No | 0 | 32.8 | 3242 | 1041 | 4283 | 2025-07-01 | 4283 |  | 0 |  |  | 111 | 2025-08-07 | 1673 | 32.2 | 13244
2025-07-21 | Monday | Yes | 2032 | 31.7 | 14251 | 633 | 14884 | 2025-07-01 |  | 14884 | 0 |  | 96 | 112 | 2025-08-08 | 1862 | 32.4 | 13707
2025-07-22 | Tuesday | Yes | 1860 | 31.2 | 12668 | 671 | 13339 | 2025-07-01 |  | 13339 | 0 |  | 97 | 113 | 2025-08-09 | 1705 | 31.1 | 13514
2025-07-23 | Wednesday | Yes | 1864 | 32.6 | 13597 | 593 | 14190 | 2025-07-01 |  | 14190 | 0 |  | 98 | 114 | 2025-08-11 | 1843 | 33.1 | 14043
2025-07-24 | Thursday | Yes | 1754 | 33.9 | 12926 | 456 | 13382 | 2025-07-01 |  | 13382 | 0 |  | 99 | 115 | 2025-08-12 | 1744 | 32.9 | 14021
2025-07-25 | Friday | Yes | 1970 | 32.3 | 14439 | 833 | 15272 | 2025-07-01 |  | 15272 | 0 |  | 100 | 116 | 2025-08-13 | 1797 | 31.9 | 13637
2025-07-26 | Saturday | Yes | 1698 | 30.9 | 12343 | 771 | 13114 | 2025-07-01 |  | 13114 | 0 |  | 101 | 117 | 2025-08-14 | 1864 | 33.7 | 14043
2025-07-27 | Sunday | No | 0 | 31.9 | 3155 | 810 | 3965 | 2025-07-01 | 3965 |  | 0 |  |  | 118 | 2025-08-15 | 2018 | 29.2 | 14236
2025-07-28 | Monday | Yes | 1742 | 34.6 | 12790 | 423 | 13213 | 2025-07-01 |  | 13213 | 0 |  | 102 | 119 | 2025-08-16 | 2074 | 32.2 | 15592
2025-07-29 | Tuesday | Yes | 1720 | 32.3 | 12225 | 673 | 12898 | 2025-07-01 |  | 12898 | 0 |  | 103 | 120 | 2025-08-18 | 1715 | 32.3 | 12412
2025-07-30 | Wednesday | Yes | 1888 | 33.8 | 13511 | 683 | 14194 | 2025-07-01 |  | 14194 | 0 |  | 104 | 121 | 2025-08-19 | 1686 | 31.4 | 12398
2025-07-31 | Thursday | Yes | 1668 | 35.2 | 13188 | 744 | 13932 | 2025-07-01 |  | 13932 | 0 |  | 105 | 122 | 2025-08-20 | 1911 | 33.2 | 14344
2025-08-01 | Friday | Yes | 1637 | 31.4 | 11986 | 883 | 12869 | 2025-08-01 |  | 12869 | 0 |  | 106 | 123 | 2025-08-21 | 1805 | 33.4 | 14229
2025-08-02 | Saturday | Yes | 2127 | 33.8 | 14911 | 796 | 15707 | 2025-08-01 |  | 15707 | 0 |  | 107 | 124 | 2025-08-22 | 1659 | 31.3 | 12861
2025-08-03 | Sunday | No | 0 | 31.1 | 3313 | 486 | 3799 | 2025-08-01 | 3799 |  | 0 |  |  | 125 | 2025-08-23 | 2190 | 34.3 | 16356
2025-08-04 | Monday | Yes | 2001 | 33.4 | 14089 | 1032 | 15121 | 2025-08-01 |  | 15121 | 0 |  | 108 | 126 | 2025-08-25 | 2018 | 33 | 14881
2025-08-05 | Tuesday | Yes | 1797 | 33.9 | 13439 | 624 | 14063 | 2025-08-01 |  | 14063 | 0 |  | 109 | 127 | 2025-08-26 | 1675 | 28.4 | 12445
2025-08-06 | Wednesday | Yes | 1829 | 31.9 | 13597 | 475 | 14072 | 2025-08-01 |  | 14072 | 0 |  | 110 | 128 | 2025-08-27 | 1642 | 32.2 | 12500
2025-08-07 | Thursday | Yes | 1673 | 32.2 | 12802 | 442 | 13244 | 2025-08-01 |  | 13244 | 0 |  | 111 | 129 | 2025-08-28 | 1842 | 32.2 | 13820
2025-08-08 | Friday | Yes | 1862 | 32.4 | 13248 | 459 | 13707 | 2025-08-01 |  | 13707 | 0 |  | 112 | 130 | 2025-08-29 | 1888 | 30.7 | 13291
2025-08-09 | Saturday | Yes | 1705 | 31.1 | 12226 | 1288 | 13514 | 2025-08-01 |  | 13514 | 0 |  | 113 | 131 | 2025-08-30 | 1566 | 31.3 | 12977
2025-08-10 | Sunday | No | 0 | 34.1 | 4089 | 226 | 4315 | 2025-08-01 | 4315 |  | 0 |  |  | 132 | 2025-09-01 | 1981 | 34.4 | 15427
2025-08-11 | Monday | Yes | 1843 | 33.1 | 13156 | 887 | 14043 | 2025-08-01 |  | 14043 | 0 |  | 114 | 133 | 2025-09-02 | 1714 | 32 | 13532
2025-08-12 | Tuesday | Yes | 1744 | 32.9 | 13037 | 984 | 14021 | 2025-08-01 |  | 14021 | 0 |  | 115 | 134 | 2025-09-03 | 1714 | 28.5 | 11824
2025-08-13 | Wednesday | Yes | 1797 | 31.9 | 12830 | 807 | 13637 | 2025-08-01 |  | 13637 | 0 |  | 116 | 135 | 2025-09-04 | 2032 | 31.7 | 15511
2025-08-14 | Thursday | Yes | 1864 | 33.7 | 13224 | 819 | 14043 | 2025-08-01 |  | 14043 | 0 |  | 117 | 136 | 2025-09-05 | 1685 | 34 | 13425
2025-08-15 | Friday | Yes | 2018 | 29.2 | 13407 | 829 | 14236 | 2025-08-01 |  | 14236 | 0 |  | 118 | 137 | 2025-09-06 | 1841 | 34.2 | 14257
2025-08-16 | Saturday | Yes | 2074 | 32.2 | 14492 | 1100 | 15592 | 2025-08-01 |  | 15592 | 0 |  | 119 | 138 | 2025-09-08 | 1861 | 32.1 | 13385
2025-08-17 | Sunday | No | 0 | 31.5 | 3636 | 857 | 4493 | 2025-08-01 | 4493 |  | 0 |  |  | 139 | 2025-09-09 | 1944 | 30.5 | 13545
2025-08-18 | Monday | Yes | 1715 | 32.3 | 12178 | 234 | 12412 | 2025-08-01 |  | 12412 | 0 |  | 120 | 140 | 2025-09-10 | 1862 | 30.8 | 13871
2025-08-19 | Tuesday | Yes | 1686 | 31.4 | 11659 | 739 | 12398 | 2025-08-01 |  | 12398 | 0 |  | 121 | 141 | 2025-09-11 | 1801 | 31.4 | 13854
2025-08-20 | Wednesday | Yes | 1911 | 33.2 | 13523 | 821 | 14344 | 2025-08-01 |  | 14344 | 0 |  | 122 | 142 | 2025-09-12 | 1918 | 30 | 13931
2025-08-21 | Thursday | Yes | 1805 | 33.4 | 13156 | 1073 | 14229 | 2025-08-01 |  | 14229 | 0 |  | 123 | 143 | 2025-09-13 | 1742 | 29.7 | 12827
2025-08-22 | Friday | Yes | 1659 | 31.3 | 12261 | 600 | 12861 | 2025-08-01 |  | 12861 | 0 |  | 124 | 144 | 2025-09-15 | 1803 | 30.5 | 13749
2025-08-23 | Saturday | Yes | 2190 | 34.3 | 15399 | 957 | 16356 | 2025-08-01 |  | 16356 | 0 |  | 125 | 145 | 2025-09-16 | 1755 | 28.5 | 12334
2025-08-24 | Sunday | No | 0 | 33.4 | 3752 | 437 | 4189 | 2025-08-01 | 4189 |  | 0 |  |  | 146 | 2025-09-17 | 1998 | 28.8 | 14370
2025-08-25 | Monday | Yes | 2018 | 33 | 13806 | 1075 | 14881 | 2025-08-01 |  | 14881 | 0 |  | 126 | 147 | 2025-09-18 | 1504 | 28.3 | 11380
2025-08-26 | Tuesday | Yes | 1675 | 28.4 | 11704 | 741 | 12445 | 2025-08-01 |  | 12445 | 0 |  | 127 | 148 | 2025-09-19 | 1832 | 29.1 | 13143
2025-08-27 | Wednesday | Yes | 1642 | 32.2 | 11856 | 644 | 12500 | 2025-08-01 |  | 12500 | 0 |  | 128 | 149 | 2025-09-20 | 1923 | 27.3 | 13540
2025-08-28 | Thursday | Yes | 1842 | 32.2 | 13161 | 659 | 13820 | 2025-08-01 |  | 13820 | 0 |  | 129 | 150 | 2025-09-22 | 1678 | 30.3 | 13073
2025-08-29 | Friday | Yes | 1888 | 30.7 | 12813 | 478 | 13291 | 2025-08-01 |  | 13291 | 0 |  | 130 | 151 | 2025-09-23 | 1908 | 34.1 | 14936
2025-08-30 | Saturday | Yes | 1566 | 31.3 | 12139 | 838 | 12977 | 2025-08-01 |  | 12977 | 0 |  | 131 | 152 | 2025-09-24 | 1399 | 27.5 | 10840
2025-08-31 | Sunday | No | 0 | 33.4 | 3641 | 573 | 4214 | 2025-08-01 | 4214 |  | 0 |  |  | 153 | 2025-09-25 | 1708 | 32.2 | 13462
2025-09-01 | Monday | Yes | 1981 | 34.4 | 14670 | 757 | 15427 | 2025-09-01 |  | 15427 | 0 |  | 132 | 154 | 2025-09-26 | 1954 | 27.4 | 13461
2025-09-02 | Tuesday | Yes | 1714 | 32 | 12916 | 616 | 13532 | 2025-09-01 |  | 13532 | 0 |  | 133 | 155 | 2025-09-27 | 1844 | 29.4 | 13313
2025-09-03 | Wednesday | Yes | 1714 | 28.5 | 11488 | 336 | 11824 | 2025-09-01 |  | 11824 | 0 |  | 134 | 156 | 2025-09-29 | 1943 | 28.7 | 13955
2025-09-04 | Thursday | Yes | 2032 | 31.7 | 14608 | 903 | 15511 | 2025-09-01 |  | 15511 | 0 |  | 135 | 157 | 2025-09-30 | 1647 | 27.7 | 11984
2025-09-05 | Friday | Yes | 1685 | 34 | 12649 | 776 | 13425 | 2025-09-01 |  | 13425 | 0 |  | 136 | 158 | 2025-10-01 | 1953 | 24.8 | 14807
2025-09-06 | Saturday | Yes | 1841 | 34.2 | 13559 | 698 | 14257 | 2025-09-01 |  | 14257 | 0 |  | 137 | 159 | 2025-10-02 | 1762 | 29.3 | 13890
2025-09-07 | Sunday | No | 0 | 30.7 | 3655 | 937 | 4592 | 2025-09-01 | 4592 |  | 0 |  |  | 160 | 2025-10-03 | 1669 | 31 | 13107
2025-09-08 | Monday | Yes | 1861 | 32.1 | 13132 | 253 | 13385 | 2025-09-01 |  | 13385 | 0 |  | 138 | 161 | 2025-10-04 | 1487 | 29.2 | 12035
2025-09-09 | Tuesday | Yes | 1944 | 30.5 | 12883 | 662 | 13545 | 2025-09-01 |  | 13545 | 0 |  | 139 | 162 | 2025-10-06 | 1883 | 29.2 | 14544
2025-09-10 | Wednesday | Yes | 1862 | 30.8 | 13156 | 715 | 13871 | 2025-09-01 |  | 13871 | 0 |  | 140 | 163 | 2025-10-07 | 1533 | 28.6 | 11590
2025-09-11 | Thursday | Yes | 1801 | 31.4 | 13049 | 805 | 13854 | 2025-09-01 |  | 13854 | 0 |  | 141 | 164 | 2025-10-08 | 2030 | 30.8 | 15293
2025-09-12 | Friday | Yes | 1918 | 30 | 13355 | 576 | 13931 | 2025-09-01 |  | 13931 | 0 |  | 142 | 165 | 2025-10-09 | 1739 | 27.8 | 13356
2025-09-13 | Saturday | Yes | 1742 | 29.7 | 12016 | 811 | 12827 | 2025-09-01 |  | 12827 | 0 |  | 143 | 166 | 2025-10-10 | 1729 | 28.6 | 13452
2025-09-14 | Sunday | No | 0 | 31.4 | 3219 | 905 | 4124 | 2025-09-01 | 4124 |  | 0 |  |  | 167 | 2025-10-11 | 1651 | 26.8 | 12952
2025-09-15 | Monday | Yes | 1803 | 30.5 | 12922 | 827 | 13749 | 2025-09-01 |  | 13749 | 0 |  | 144 | 168 | 2025-10-13 | 1854 | 29.8 | 14015
2025-09-16 | Tuesday | Yes | 1755 | 28.5 | 11754 | 580 | 12334 | 2025-09-01 |  | 12334 | 0 |  | 145 | 169 | 2025-10-14 | 1817 | 27.3 | 14141
2025-09-17 | Wednesday | Yes | 1998 | 28.8 | 13856 | 514 | 14370 | 2025-09-01 |  | 14370 | 0 |  | 146 | 170 | 2025-10-15 | 1992 | 30.2 | 15131
2025-09-18 | Thursday | Yes | 1504 | 28.3 | 10821 | 559 | 11380 | 2025-09-01 |  | 11380 | 0 |  | 147 | 171 | 2025-10-16 | 1835 | 28.5 | 14056
2025-09-19 | Friday | Yes | 1832 | 29.1 | 12581 | 562 | 13143 | 2025-09-01 |  | 13143 | 0 |  | 148 | 172 | 2025-10-17 | 2084 | 25.8 | 14473
2025-09-20 | Saturday | Yes | 1923 | 27.3 | 12833 | 707 | 13540 | 2025-09-01 |  | 13540 | 0 |  | 149 | 173 | 2025-10-18 | 1908 | 25.7 | 13758
2025-09-21 | Sunday | No | 0 | 28.7 | 2685 | 728 | 3413 | 2025-09-01 | 3413 |  | 0 |  |  | 174 | 2025-10-20 | 2159 | 27.3 | 16192
2025-09-22 | Monday | Yes | 1678 | 30.3 | 12123 | 950 | 13073 | 2025-09-01 |  | 13073 | 0 |  | 150 | 175 | 2025-10-21 | 1984 | 24.9 | 14534
2025-09-23 | Tuesday | Yes | 1908 | 34.1 | 14384 | 552 | 14936 | 2025-09-01 |  | 14936 | 0 |  | 151 | 176 | 2025-10-22 | 1622 | 28.7 | 12679
2025-09-24 | Wednesday | Yes | 1399 | 27.5 | 10136 | 704 | 10840 | 2025-09-01 |  | 10840 | 0 |  | 152 | 177 | 2025-10-23 | 1851 | 25.8 | 14120
2025-09-25 | Thursday | Yes | 1708 | 32.2 | 12619 | 843 | 13462 | 2025-09-01 |  | 13462 | 0 |  | 153 | 178 | 2025-10-24 | 1820 | 26.9 | 13858
2025-09-26 | Friday | Yes | 1954 | 27.4 | 12952 | 509 | 13461 | 2025-09-01 |  | 13461 | 0 |  | 154 | 179 | 2025-10-25 | 1847 | 26.2 | 13251
2025-09-27 | Saturday | Yes | 1844 | 29.4 | 12985 | 328 | 13313 | 2025-09-01 |  | 13313 | 0 |  | 155 | 180 | 2025-10-27 | 1996 | 24.8 | 14071
2025-09-28 | Sunday | No | 0 | 27.1 | 2494 | 1033 | 3527 | 2025-09-01 | 3527 |  | 0 |  |  | 181 | 2025-10-28 | 1727 | 26.6 | 12796
2025-09-29 | Monday | Yes | 1943 | 28.7 | 13149 | 806 | 13955 | 2025-09-01 |  | 13955 | 0 |  | 156 | 182 | 2025-10-29 | 1801 | 25.1 | 13567
2025-09-30 | Tuesday | Yes | 1647 | 27.7 | 11513 | 471 | 11984 | 2025-09-01 |  | 11984 | 0 |  | 157 | 183 | 2025-10-30 | 1778 | 24.9 | 13646
2025-10-01 | Wednesday | Yes | 1953 | 24.8 | 13210 | 1597 | 14807 | 2025-10-01 |  | 14807 | 0 |  | 158 | 184 | 2025-10-31 | 1865 | 27.3 | 14151
2025-10-02 | Thursday | Yes | 1762 | 29.3 | 12057 | 1833 | 13890 | 2025-10-01 |  | 13890 | 0 |  | 159 | 185 | 2025-11-01 | 1647 | 27.6 | 13210
2025-10-03 | Friday | Yes | 1669 | 31 | 11609 | 1498 | 13107 | 2025-10-01 |  | 13107 | 0 |  | 160 | 186 | 2025-11-03 | 1758 | 24.9 | 12935
2025-10-04 | Saturday | Yes | 1487 | 29.2 | 10564 | 1471 | 12035 | 2025-10-01 |  | 12035 | 0 |  | 161 | 187 | 2025-11-04 | 2186 | 24.7 | 15031
2025-10-05 | Sunday | No | 0 | 29.5 | 2685 | 1785 | 4470 | 2025-10-01 | 4470 |  | 0 |  |  | 188 | 2025-11-05 | 1716 | 26.3 | 12877
2025-10-06 | Monday | Yes | 1883 | 29.2 | 12712 | 1832 | 14544 | 2025-10-01 |  | 14544 | 0 |  | 162 | 189 | 2025-11-06 | 2027 | 26 | 14765
2025-10-07 | Tuesday | Yes | 1533 | 28.6 | 10526 | 1064 | 11590 | 2025-10-01 |  | 11590 | 0 |  | 163 | 190 | 2025-11-07 | 1884 | 26.8 | 14300
2025-10-08 | Wednesday | Yes | 2030 | 30.8 | 13741 | 1552 | 15293 | 2025-10-01 |  | 15293 | 0 |  | 164 | 191 | 2025-11-08 | 1775 | 23.5 | 13479
2025-10-09 | Thursday | Yes | 1739 | 27.8 | 11895 | 1461 | 13356 | 2025-10-01 |  | 13356 | 0 |  | 165 | 192 | 2025-11-10 | 1999 | 23.5 | 14423
2025-10-10 | Friday | Yes | 1729 | 28.6 | 11980 | 1472 | 13452 | 2025-10-01 |  | 13452 | 0 |  | 166 | 193 | 2025-11-11 | 1670 | 25.2 | 12488
2025-10-11 | Saturday | Yes | 1651 | 26.8 | 11290 | 1662 | 12952 | 2025-10-01 |  | 12952 | 0 |  | 167 | 194 | 2025-11-12 | 1720 | 21.9 | 13436
2025-10-12 | Sunday | No | 0 | 27.2 | 2706 | 1515 | 4221 | 2025-10-01 | 4221 |  | 0 |  |  | 195 | 2025-11-13 | 1696 | 25.1 | 12528
2025-10-13 | Monday | Yes | 1854 | 29.8 | 12539 | 1476 | 14015 | 2025-10-01 |  | 14015 | 0 |  | 168 | 196 | 2025-11-14 | 1777 | 23.2 | 13335
2025-10-14 | Tuesday | Yes | 1817 | 27.3 | 12506 | 1635 | 14141 | 2025-10-01 |  | 14141 | 0 |  | 169 | 197 | 2025-11-15 | 1896 | 23.3 | 13903
2025-10-15 | Wednesday | Yes | 1992 | 30.2 | 13727 | 1404 | 15131 | 2025-10-01 |  | 15131 | 0 |  | 170 | 198 | 2025-11-17 | 1544 | 22.8 | 12465
2025-10-16 | Thursday | Yes | 1835 | 28.5 | 12444 | 1612 | 14056 | 2025-10-01 |  | 14056 | 0 |  | 171 | 199 | 2025-11-18 | 1925 | 23.7 | 14532
2025-10-17 | Friday | Yes | 2084 | 25.8 | 13045 | 1428 | 14473 | 2025-10-01 |  | 14473 | 0 |  | 172 | 200 | 2025-11-19 | 1751 | 25.6 | 13013
2025-10-18 | Saturday | Yes | 1908 | 25.7 | 12014 | 1744 | 13758 | 2025-10-01 |  | 13758 | 0 |  | 173 | 201 | 2025-11-20 | 1630 | 24.8 | 12358
2025-10-19 | Sunday | No | 0 | 27.1 | 2430 | 1484 | 3914 | 2025-10-01 | 3914 |  | 0 |  |  | 202 | 2025-11-21 | 1713 | 25.5 | 13266
2025-10-20 | Monday | Yes | 2159 | 27.3 | 14388 | 1804 | 16192 | 2025-10-01 |  | 16192 | 0 |  | 174 | 203 | 2025-11-22 | 1814 | 25.1 | 13713
2025-10-21 | Tuesday | Yes | 1984 | 24.9 | 13039 | 1495 | 14534 | 2025-10-01 |  | 14534 | 0 |  | 175 | 204 | 2025-11-24 | 1817 | 25.5 | 13798
2025-10-22 | Wednesday | Yes | 1622 | 28.7 | 11172 | 1507 | 12679 | 2025-10-01 |  | 12679 | 0 |  | 176 | 205 | 2025-11-25 | 1836 | 21.2 | 13730
2025-10-23 | Thursday | Yes | 1851 | 25.8 | 12607 | 1513 | 14120 | 2025-10-01 |  | 14120 | 0 |  | 177 | 206 | 2025-11-26 | 1877 | 23.8 | 13888
2025-10-24 | Friday | Yes | 1820 | 26.9 | 12176 | 1682 | 13858 | 2025-10-01 |  | 13858 | 0 |  | 178 | 207 | 2025-11-27 | 1834 | 24.2 | 13915
2025-10-25 | Saturday | Yes | 1847 | 26.2 | 11935 | 1316 | 13251 | 2025-10-01 |  | 13251 | 0 |  | 179 | 208 | 2025-11-28 | 1694 | 22.7 | 12300
2025-10-26 | Sunday | No | 0 | 27.2 | 2079 | 1730 | 3809 | 2025-10-01 | 3809 |  | 0 |  |  | 209 | 2025-11-29 | 1826 | 20.6 | 13668
2025-10-27 | Monday | Yes | 1996 | 24.8 | 12594 | 1477 | 14071 | 2025-10-01 |  | 14071 | 0 |  | 180 | 210 | 2025-12-01 | 1888 | 24.2 | 13931
2025-10-28 | Tuesday | Yes | 1727 | 26.6 | 11077 | 1719 | 12796 | 2025-10-01 |  | 12796 | 0 |  | 181 | 211 | 2025-12-02 | 1881 | 25.6 | 14270
2025-10-29 | Wednesday | Yes | 1801 | 25.1 | 11775 | 1792 | 13567 | 2025-10-01 |  | 13567 | 0 |  | 182 | 212 | 2025-12-03 | 1900 | 20.8 | 13922
2025-10-30 | Thursday | Yes | 1778 | 24.9 | 11825 | 1821 | 13646 | 2025-10-01 |  | 13646 | 0 |  | 183 | 213 | 2025-12-04 | 1602 | 22.6 | 12099
2025-10-31 | Friday | Yes | 1865 | 27.3 | 12370 | 1781 | 14151 | 2025-10-01 |  | 14151 | 0 |  | 184 | 214 | 2025-12-05 | 1734 | 23.4 | 13535
2025-11-01 | Saturday | Yes | 1647 | 27.6 | 11418 | 1792 | 13210 | 2025-11-01 |  | 13210 | 0 |  | 185 | 215 | 2025-12-06 | 1698 | 23 | 12948
2025-11-02 | Sunday | No | 0 | 24.3 | 2287 | 1447 | 3734 | 2025-11-01 | 3734 |  | 0 |  |  | 216 | 2025-12-08 | 1968 | 23.5 | 14668
2025-11-03 | Monday | Yes | 1758 | 24.9 | 11443 | 1492 | 12935 | 2025-11-01 |  | 12935 | 0 |  | 186 | 217 | 2025-12-09 | 1859 | 22.1 | 13378
2025-11-04 | Tuesday | Yes | 2186 | 24.7 | 13328 | 1703 | 15031 | 2025-11-01 |  | 15031 | 0 |  | 187 | 218 | 2025-12-10 | 1781 | 22.1 | 13764
2025-11-05 | Wednesday | Yes | 1716 | 26.3 | 11225 | 1652 | 12877 | 2025-11-01 |  | 12877 | 0 |  | 188 | 219 | 2025-12-11 | 1971 | 25.1 | 14414
2025-11-06 | Thursday | Yes | 2027 | 26 | 13140 | 1625 | 14765 | 2025-11-01 |  | 14765 | 0 |  | 189 | 220 | 2025-12-12 | 1673 | 23.4 | 13426
2025-11-07 | Friday | Yes | 1884 | 26.8 | 12694 | 1606 | 14300 | 2025-11-01 |  | 14300 | 0 |  | 190 | 221 | 2025-12-13 | 1803 | 22.1 | 13302
2025-11-08 | Saturday | Yes | 1775 | 23.5 | 11816 | 1663 | 13479 | 2025-11-01 |  | 13479 | 0 |  | 191 | 222 | 2025-12-15 | 2125 | 21.6 | 15307
2025-11-09 | Sunday | No | 0 | 23.6 | 2908 | 1523 | 4431 | 2025-11-01 | 4431 |  | 0 |  |  | 223 | 2025-12-16 | 1865 | 20.5 | 13860
2025-11-10 | Monday | Yes | 1999 | 23.5 | 13016 | 1407 | 14423 | 2025-11-01 |  | 14423 | 0 |  | 192 | 224 | 2025-12-17 | 1597 | 21.9 | 11972
2025-11-11 | Tuesday | Yes | 1670 | 25.2 | 10793 | 1695 | 12488 | 2025-11-01 |  | 12488 | 0 |  | 193 | 225 | 2025-12-18 | 1929 | 23.9 | 13823
2025-11-12 | Wednesday | Yes | 1720 | 21.9 | 11676 | 1760 | 13436 | 2025-11-01 |  | 13436 | 0 |  | 194 | 226 | 2025-12-19 | 1492 | 21.7 | 11547
2025-11-13 | Thursday | Yes | 1696 | 25.1 | 10918 | 1610 | 12528 | 2025-11-01 |  | 12528 | 0 |  | 195 | 227 | 2025-12-20 | 1755 | 22.3 | 12841
2025-11-14 | Friday | Yes | 1777 | 23.2 | 11826 | 1509 | 13335 | 2025-11-01 |  | 13335 | 0 |  | 196 | 228 | 2025-12-22 | 1607 | 22.8 | 12241
2025-11-15 | Saturday | Yes | 1896 | 23.3 | 12250 | 1653 | 13903 | 2025-11-01 |  | 13903 | 0 |  | 197 | 229 | 2025-12-23 | 1713 | 21 | 13544
2025-11-16 | Sunday | No | 0 | 24.9 | 2629 | 1643 | 4272 | 2025-11-01 | 4272 |  | 0 |  |  | 230 | 2025-12-24 | 1833 | 24.4 | 13690
2025-11-17 | Monday | Yes | 1544 | 22.8 | 10688 | 1777 | 12465 | 2025-11-01 |  | 12465 | 0 |  | 198 | 231 | 2025-12-25 | 1891 | 20.8 | 13513
2025-11-18 | Tuesday | Yes | 1925 | 23.7 | 12505 | 2027 | 14532 | 2025-11-01 |  | 14532 | 0 |  | 199 | 232 | 2025-12-26 | 1662 | 22.2 | 12628
2025-11-19 | Wednesday | Yes | 1751 | 25.6 | 11411 | 1602 | 13013 | 2025-11-01 |  | 13013 | 0 |  | 200 | 233 | 2025-12-27 | 1582 | 23.6 | 11976
2025-11-20 | Thursday | Yes | 1630 | 24.8 | 10820 | 1538 | 12358 | 2025-11-01 |  | 12358 | 0 |  | 201 | 234 | 2025-12-29 | 1753 | 19.1 | 12960
2025-11-21 | Friday | Yes | 1713 | 25.5 | 11413 | 1853 | 13266 | 2025-11-01 |  | 13266 | 0 |  | 202 | 235 | 2025-12-30 | 1891 | 20.9 | 14083
2025-11-22 | Saturday | Yes | 1814 | 25.1 | 12309 | 1404 | 13713 | 2025-11-01 |  | 13713 | 0 |  | 203 | 236 | 2025-12-31 | 1922 | 19.1 | 14675
2025-11-23 | Sunday | No | 0 | 26.8 | 2820 | 1429 | 4249 | 2025-11-01 | 4249 |  | 0 |  |  | 237 | 2026-01-01 | 1902 | 25 | 13720
2025-11-24 | Monday | Yes | 1817 | 25.5 | 12007 | 1791 | 13798 | 2025-11-01 |  | 13798 | 0 |  | 204 | 238 | 2026-01-02 | 1881 | 19.7 | 13281
2025-11-25 | Tuesday | Yes | 1836 | 21.2 | 12128 | 1602 | 13730 | 2025-11-01 |  | 13730 | 0 |  | 205 | 239 | 2026-01-03 | 1710 | 21.5 | 12574
2025-11-26 | Wednesday | Yes | 1877 | 23.8 | 12340 | 1548 | 13888 | 2025-11-01 |  | 13888 | 0 |  | 206 | 240 | 2026-01-05 | 1903 | 24 | 13458
2025-11-27 | Thursday | Yes | 1834 | 24.2 | 12374 | 1541 | 13915 | 2025-11-01 |  | 13915 | 0 |  | 207 | 241 | 2026-01-06 | 1628 | 19.2 | 11964
2025-11-28 | Friday | Yes | 1694 | 22.7 | 10686 | 1614 | 12300 | 2025-11-01 |  | 12300 | 0 |  | 208 | 242 | 2026-01-07 | 2028 | 23 | 14613
2025-11-29 | Saturday | Yes | 1826 | 20.6 | 12176 | 1492 | 13668 | 2025-11-01 |  | 13668 | 0 |  | 209 | 243 | 2026-01-08 | 1975 | 22 | 14336
2025-11-30 | Sunday | No | 0 | 22.4 | 2326 | 1514 | 3840 | 2025-11-01 | 3840 |  | 0 |  |  | 244 | 2026-01-09 | 1740 | 19.1 | 12940
2025-12-01 | Monday | Yes | 1888 | 24.2 | 12191 | 1740 | 13931 | 2025-12-01 |  | 13931 | 0 |  | 210 | 245 | 2026-01-10 | 1844 | 22.4 | 13617
2025-12-02 | Tuesday | Yes | 1881 | 25.6 | 12444 | 1826 | 14270 | 2025-12-01 |  | 14270 | 0 |  | 211 | 246 | 2026-01-12 | 1921 | 21.3 | 14158
2025-12-03 | Wednesday | Yes | 1900 | 20.8 | 12278 | 1644 | 13922 | 2025-12-01 |  | 13922 | 0 |  | 212 | 247 | 2026-01-13 | 1949 | 19 | 13621
2025-12-04 | Thursday | Yes | 1602 | 22.6 | 10681 | 1418 | 12099 | 2025-12-01 |  | 12099 | 0 |  | 213 | 248 | 2026-01-14 | 1829 | 21.7 | 13323
2025-12-05 | Friday | Yes | 1734 | 23.4 | 11730 | 1805 | 13535 | 2025-12-01 |  | 13535 | 0 |  | 214 | 249 | 2026-01-15 | 1584 | 21.7 | 11495
2025-12-06 | Saturday | Yes | 1698 | 23 | 11543 | 1405 | 12948 | 2025-12-01 |  | 12948 | 0 |  | 215 | 250 | 2026-01-16 | 1668 | 20.7 | 13310
2025-12-07 | Sunday | No | 0 | 21.1 | 2426 | 1832 | 4258 | 2025-12-01 | 4258 |  | 0 |  |  | 251 | 2026-01-17 | 1435 | 20.3 | 11793
2025-12-08 | Monday | Yes | 1968 | 23.5 | 13043 | 1625 | 14668 | 2025-12-01 |  | 14668 | 0 |  | 216 | 252 | 2026-01-19 | 1835 | 21 | 13106
2025-12-09 | Tuesday | Yes | 1859 | 22.1 | 11974 | 1404 | 13378 | 2025-12-01 |  | 13378 | 0 |  | 217 | 253 | 2026-01-20 | 1639 | 20 | 12222
2025-12-10 | Wednesday | Yes | 1781 | 22.1 | 12258 | 1506 | 13764 | 2025-12-01 |  | 13764 | 0 |  | 218 | 254 | 2026-01-21 | 1763 | 23.4 | 13059
2025-12-11 | Thursday | Yes | 1971 | 25.1 | 12898 | 1516 | 14414 | 2025-12-01 |  | 14414 | 0 |  | 219 | 255 | 2026-01-22 | 1949 | 22.5 | 14157
2025-12-12 | Friday | Yes | 1673 | 23.4 | 11849 | 1577 | 13426 | 2025-12-01 |  | 13426 | 0 |  | 220 | 256 | 2026-01-23 | 1836 | 19.4 | 13021
2025-12-13 | Saturday | Yes | 1803 | 22.1 | 11604 | 1698 | 13302 | 2025-12-01 |  | 13302 | 0 |  | 221 | 257 | 2026-01-24 | 1781 | 18.1 | 13241
2025-12-14 | Sunday | No | 0 | 22.1 | 2502 | 1980 | 4482 | 2025-12-01 | 4482 |  | 0 |  |  | 258 | 2026-01-26 | 1739 | 21.3 | 12629
2025-12-15 | Monday | Yes | 2125 | 21.6 | 13637 | 1670 | 15307 | 2025-12-01 |  | 15307 | 0 |  | 222 | 259 | 2026-01-27 | 1811 | 18.5 | 14021
2025-12-16 | Tuesday | Yes | 1865 | 20.5 | 12298 | 1562 | 13860 | 2025-12-01 |  | 13860 | 0 |  | 223 | 260 | 2026-01-28 | 1805 | 18.8 | 13622
2025-12-17 | Wednesday | Yes | 1597 | 21.9 | 10610 | 1362 | 11972 | 2025-12-01 |  | 11972 | 0 |  | 224 | 261 | 2026-01-29 | 1876 | 19.9 | 14142
2025-12-18 | Thursday | Yes | 1929 | 23.9 | 12345 | 1478 | 13823 | 2025-12-01 |  | 13823 | 0 |  | 225 | 262 | 2026-01-30 | 1742 | 22.4 | 13177
2025-12-19 | Friday | Yes | 1492 | 21.7 | 9880 | 1667 | 11547 | 2025-12-01 |  | 11547 | 0 |  | 226 | 263 | 2026-01-31 | 1495 | 21.4 | 11177
2025-12-20 | Saturday | Yes | 1755 | 22.3 | 11773 | 1068 | 12841 | 2025-12-01 |  | 12841 | 0 |  | 227 | 264 | 2026-02-02 | 1802 | 20.7 | 13426
2025-12-21 | Sunday | No | 0 | 19.9 | 2420 | 1551 | 3971 | 2025-12-01 | 3971 |  | 0 |  |  | 265 | 2026-02-03 | 1539 | 19.7 | 11290
2025-12-22 | Monday | Yes | 1607 | 22.8 | 10786 | 1455 | 12241 | 2025-12-01 |  | 12241 | 0 |  | 228 | 266 | 2026-02-04 | 1631 | 22.2 | 12888
2025-12-23 | Tuesday | Yes | 1713 | 21 | 11939 | 1605 | 13544 | 2025-12-01 |  | 13544 | 0 |  | 229 | 267 | 2026-02-05 | 1887 | 19.1 | 13878
2025-12-24 | Wednesday | Yes | 1833 | 24.4 | 12310 | 1380 | 13690 | 2025-12-01 |  | 13690 | 0 |  | 230 | 268 | 2026-02-06 | 1821 | 21.3 | 14323
2025-12-25 | Thursday | Yes | 1891 | 20.8 | 12044 | 1469 | 13513 | 2025-12-01 |  | 13513 | 0 |  | 231 | 269 | 2026-02-07 | 1902 | 20.8 | 14009
2025-12-26 | Friday | Yes | 1662 | 22.2 | 11300 | 1328 | 12628 | 2025-12-01 |  | 12628 | 0 |  | 232 | 270 | 2026-02-09 | 1892 | 20.7 | 14020
2025-12-27 | Saturday | Yes | 1582 | 23.6 | 10650 | 1326 | 11976 | 2025-12-01 |  | 11976 | 0 |  | 233 | 271 | 2026-02-10 | 1772 | 20.4 | 13866
2025-12-28 | Sunday | No | 0 | 22.7 | 2748 | 1809 | 4557 | 2025-12-01 | 4557 |  | 0 |  |  | 272 | 2026-02-11 | 1640 | 18.4 | 12491
2025-12-29 | Monday | Yes | 1753 | 19.1 | 11508 | 1452 | 12960 | 2025-12-01 |  | 12960 | 0 |  | 234 | 273 | 2026-02-12 | 1865 | 23.2 | 14125
2025-12-30 | Tuesday | Yes | 1891 | 20.9 | 12451 | 1632 | 14083 | 2025-12-01 |  | 14083 | 0 |  | 235 | 274 | 2026-02-13 | 1783 | 20.9 | 13340
2025-12-31 | Wednesday | Yes | 1922 | 19.1 | 12940 | 1735 | 14675 | 2025-12-01 |  | 14675 | 0 |  | 236 | 275 | 2026-02-14 | 1681 | 21.1 | 12161
2026-01-01 | Thursday | Yes | 1902 | 25 | 12120 | 1600 | 13720 | 2026-01-01 |  | 13720 | 0 |  | 237 | 276 | 2026-02-16 | 1882 | 23.5 | 13558
2026-01-02 | Friday | Yes | 1881 | 19.7 | 11795 | 1486 | 13281 | 2026-01-01 |  | 13281 | 0 |  | 238 | 277 | 2026-02-17 | 1941 | 21.8 | 14705
2026-01-03 | Saturday | Yes | 1710 | 21.5 | 11134 | 1440 | 12574 | 2026-01-01 |  | 12574 | 0 |  | 239 | 278 | 2026-02-18 | 1899 | 21.2 | 13861
2026-01-04 | Sunday | No | 0 | 20.5 | 2650 | 1596 | 4246 | 2026-01-01 | 4246 |  | 0 |  |  | 279 | 2026-02-19 | 1612 | 21.8 | 12231
2026-01-05 | Monday | Yes | 1903 | 24 | 12021 | 1437 | 13458 | 2026-01-01 |  | 13458 | 0 |  | 240 | 280 | 2026-02-20 | 1857 | 22.4 | 13653
2026-01-06 | Tuesday | Yes | 1628 | 19.2 | 10484 | 1480 | 11964 | 2026-01-01 |  | 11964 | 0 |  | 241 | 281 | 2026-02-21 | 1781 | 22.4 | 13601
2026-01-07 | Wednesday | Yes | 2028 | 23 | 12869 | 1744 | 14613 | 2026-01-01 |  | 14613 | 0 |  | 242 | 282 | 2026-02-23 | 1937 | 18 | 14148
2026-01-08 | Thursday | Yes | 1975 | 22 | 12480 | 1856 | 14336 | 2026-01-01 |  | 14336 | 0 |  | 243 | 283 | 2026-02-24 | 1847 | 22.9 | 14124
2026-01-09 | Friday | Yes | 1740 | 19.1 | 11447 | 1493 | 12940 | 2026-01-01 |  | 12940 | 0 |  | 244 | 284 | 2026-02-25 | 1820 | 22.9 | 13362
2026-01-10 | Saturday | Yes | 1844 | 22.4 | 12094 | 1523 | 13617 | 2026-01-01 |  | 13617 | 0 |  | 245 | 285 | 2026-02-26 | 1784 | 23.3 | 13306
2026-01-11 | Sunday | No | 0 | 21.8 | 2197 | 1577 | 3774 | 2026-01-01 | 3774 |  | 0 |  |  | 286 | 2026-02-27 | 1903 | 22.2 | 13491
2026-01-12 | Monday | Yes | 1921 | 21.3 | 12687 | 1471 | 14158 | 2026-01-01 |  | 14158 | 0 |  | 246 | 287 | 2026-02-28 | 1792 | 22.9 | 13167
2026-01-13 | Tuesday | Yes | 1949 | 19 | 12322 | 1299 | 13621 | 2026-01-01 |  | 13621 | 0 |  | 247 | 288 | 2026-03-02 | 1578 | 24.7 | 11962
2026-01-14 | Wednesday | Yes | 1829 | 21.7 | 11871 | 1452 | 13323 | 2026-01-01 |  | 13323 | 0 |  | 248 | 289 | 2026-03-03 | 1654 | 21.8 | 12594
2026-01-15 | Thursday | Yes | 1584 | 21.7 | 10149 | 1346 | 11495 | 2026-01-01 |  | 11495 | 0 |  | 249 | 290 | 2026-03-04 | 1880 | 26.1 | 14173
2026-01-16 | Friday | Yes | 1668 | 20.7 | 11572 | 1738 | 13310 | 2026-01-01 |  | 13310 | 0 |  | 250 | 291 | 2026-03-05 | 2035 | 23.1 | 14805
2026-01-17 | Saturday | Yes | 1435 | 20.3 | 10070 | 1723 | 11793 | 2026-01-01 |  | 11793 | 0 |  | 251 | 292 | 2026-03-06 | 1838 | 22.3 | 14501
2026-01-18 | Sunday | No | 0 | 22.6 | 2551 | 1724 | 4275 | 2026-01-01 | 4275 |  | 0 |  |  | 293 | 2026-03-07 | 1926 | 23.8 | 14543
2026-01-19 | Monday | Yes | 1835 | 21 | 11706 | 1400 | 13106 | 2026-01-01 |  | 13106 | 0 |  | 252 | 294 | 2026-03-09 | 2062 | 24.7 | 14554
2026-01-20 | Tuesday | Yes | 1639 | 20 | 10844 | 1378 | 12222 | 2026-01-01 |  | 12222 | 0 |  | 253 | 295 | 2026-03-10 | 1556 | 24.1 | 12277
2026-01-21 | Wednesday | Yes | 1763 | 23.4 | 11455 | 1604 | 13059 | 2026-01-01 |  | 13059 | 0 |  | 254 | 296 | 2026-03-11 | 1678 | 22 | 12903
2026-01-22 | Thursday | Yes | 1949 | 22.5 | 12494 | 1663 | 14157 | 2026-01-01 |  | 14157 | 0 |  | 255 | 297 | 2026-03-12 | 1722 | 21.9 | 13222
2026-01-23 | Friday | Yes | 1836 | 19.4 | 11895 | 1126 | 13021 | 2026-01-01 |  | 13021 | 0 |  | 256 | 298 | 2026-03-13 | 1850 | 20.1 | 14203
2026-01-24 | Saturday | Yes | 1781 | 18.1 | 11512 | 1729 | 13241 | 2026-01-01 |  | 13241 | 0 |  | 257 | 299 | 2026-03-14 | 1975 | 24.4 | 14606
2026-01-25 | Sunday | No | 0 | 21.5 | 2640 | 1600 | 4240 | 2026-01-01 | 4240 |  | 0 |  |  | 300 | 2026-03-16 | 1800 | 22.7 | 13909
2026-01-26 | Monday | Yes | 1739 | 21.3 | 10922 | 1707 | 12629 | 2026-01-01 |  | 12629 | 0 |  | 258 | 301 | 2026-03-17 | 1883 | 24.1 | 14199
2026-01-27 | Tuesday | Yes | 1811 | 18.5 | 12373 | 1648 | 14021 | 2026-01-01 |  | 14021 | 0 |  | 259 | 302 | 2026-03-18 | 1700 | 23.8 | 13214
2026-01-28 | Wednesday | Yes | 1805 | 18.8 | 11942 | 1680 | 13622 | 2026-01-01 |  | 13622 | 0 |  | 260 | 303 | 2026-03-19 | 2001 | 21.7 | 14938
2026-01-29 | Thursday | Yes | 1876 | 19.9 | 12152 | 1990 | 14142 | 2026-01-01 |  | 14142 | 0 |  | 261 | 304 | 2026-03-20 | 1926 | 25.9 | 14596
2026-01-30 | Friday | Yes | 1742 | 22.4 | 11928 | 1249 | 13177 | 2026-01-01 |  | 13177 | 0 |  | 262 | 305 | 2026-03-21 | 1924 | 23.9 | 14300
2026-01-31 | Saturday | Yes | 1495 | 21.4 | 9755 | 1422 | 11177 | 2026-01-01 |  | 11177 | 0 |  | 263 | 306 | 2026-03-23 | 1989 | 27.2 | 14714
2026-02-01 | Sunday | No | 0 | 19.8 | 2288 | 1523 | 3811 | 2026-02-01 | 3811 |  | 0 |  |  | 307 | 2026-03-24 | 1568 | 26 | 12064
2026-02-02 | Monday | Yes | 1802 | 20.7 | 11565 | 1861 | 13426 | 2026-02-01 |  | 13426 | 0 |  | 264 | 308 | 2026-03-25 | 2049 | 25.3 | 14781
2026-02-03 | Tuesday | Yes | 1539 | 19.7 | 9882 | 1408 | 11290 | 2026-02-01 |  | 11290 | 0 |  | 265 | 309 | 2026-03-26 | 1920 | 28.4 | 14337
2026-02-04 | Wednesday | Yes | 1631 | 22.2 | 11349 | 1539 | 12888 | 2026-02-01 |  | 12888 | 0 |  | 266 | 310 | 2026-03-27 | 1719 | 25.6 | 13341
2026-02-05 | Thursday | Yes | 1887 | 19.1 | 12041 | 1837 | 13878 | 2026-02-01 |  | 13878 | 0 |  | 267 | 311 | 2026-03-28 | 1648 | 24.3 | 12314
2026-02-06 | Friday | Yes | 1821 | 21.3 | 12455 | 1868 | 14323 | 2026-02-01 |  | 14323 | 0 |  | 268 | 312 | 2026-03-30 | 1795 | 24 | 13468
2026-02-07 | Saturday | Yes | 1902 | 20.8 | 12453 | 1556 | 14009 | 2026-02-01 |  | 14009 | 0 |  | 269 | 313 | 2026-03-31 | 1853 | 23.7 | 14492
2026-02-08 | Sunday | No | 0 | 19.8 | 2469 | 1873 | 4342 | 2026-02-01 | 4342 |  | 0
2026-02-09 | Monday | Yes | 1892 | 20.7 | 12287 | 1733 | 14020 | 2026-02-01 |  | 14020 | 0 |  | 270
2026-02-10 | Tuesday | Yes | 1772 | 20.4 | 12155 | 1711 | 13866 | 2026-02-01 |  | 13866 | 0 |  | 271
2026-02-11 | Wednesday | Yes | 1640 | 18.4 | 10551 | 1940 | 12491 | 2026-02-01 |  | 12491 | 0 |  | 272
2026-02-12 | Thursday | Yes | 1865 | 23.2 | 12432 | 1693 | 14125 | 2026-02-01 |  | 14125 | 0 |  | 273
2026-02-13 | Friday | Yes | 1783 | 20.9 | 11550 | 1790 | 13340 | 2026-02-01 |  | 13340 | 0 |  | 274
2026-02-14 | Saturday | Yes | 1681 | 21.1 | 10577 | 1584 | 12161 | 2026-02-01 |  | 12161 | 0 |  | 275
2026-02-15 | Sunday | No | 0 | 22.5 | 2377 | 1377 | 3754 | 2026-02-01 | 3754 |  | 0
2026-02-16 | Monday | Yes | 1882 | 23.5 | 11975 | 1583 | 13558 | 2026-02-01 |  | 13558 | 0 |  | 276
2026-02-17 | Tuesday | Yes | 1941 | 21.8 | 13203 | 1502 | 14705 | 2026-02-01 |  | 14705 | 0 |  | 277
2026-02-18 | Wednesday | Yes | 1899 | 21.2 | 12429 | 1432 | 13861 | 2026-02-01 |  | 13861 | 0 |  | 278
2026-02-19 | Thursday | Yes | 1612 | 21.8 | 10970 | 1261 | 12231 | 2026-02-01 |  | 12231 | 0 |  | 279
2026-02-20 | Friday | Yes | 1857 | 22.4 | 11854 | 1799 | 13653 | 2026-02-01 |  | 13653 | 0 |  | 280
2026-02-21 | Saturday | Yes | 1781 | 22.4 | 11749 | 1852 | 13601 | 2026-02-01 |  | 13601 | 0 |  | 281
2026-02-22 | Sunday | No | 0 | 20.3 | 2603 | 1541 | 4144 | 2026-02-01 | 4144 |  | 0
2026-02-23 | Monday | Yes | 1937 | 18 | 12607 | 1541 | 14148 | 2026-02-01 |  | 14148 | 0 |  | 282
2026-02-24 | Tuesday | Yes | 1847 | 22.9 | 12452 | 1672 | 14124 | 2026-02-01 |  | 14124 | 0 |  | 283
2026-02-25 | Wednesday | Yes | 1820 | 22.9 | 11986 | 1376 | 13362 | 2026-02-01 |  | 13362 | 0 |  | 284
2026-02-26 | Thursday | Yes | 1784 | 23.3 | 11651 | 1655 | 13306 | 2026-02-01 |  | 13306 | 0 |  | 285
2026-02-27 | Friday | Yes | 1903 | 22.2 | 12037 | 1454 | 13491 | 2026-02-01 |  | 13491 | 0 |  | 286
2026-02-28 | Saturday | Yes | 1792 | 22.9 | 11644 | 1523 | 13167 | 2026-02-01 |  | 13167 | 0 |  | 287
2026-03-01 | Sunday | No | 0 | 22.2 | 2488 | 1922 | 4410 | 2026-03-01 | 4410 |  | 0
2026-03-02 | Monday | Yes | 1578 | 24.7 | 10591 | 1371 | 11962 | 2026-03-01 |  | 11962 | 0 |  | 288
2026-03-03 | Tuesday | Yes | 1654 | 21.8 | 11075 | 1519 | 12594 | 2026-03-01 |  | 12594 | 0 |  | 289
2026-03-04 | Wednesday | Yes | 1880 | 26.1 | 12481 | 1692 | 14173 | 2026-03-01 |  | 14173 | 0 |  | 290
2026-03-05 | Thursday | Yes | 2035 | 23.1 | 12908 | 1897 | 14805 | 2026-03-01 |  | 14805 | 0 |  | 291
2026-03-06 | Friday | Yes | 1838 | 22.3 | 12676 | 1825 | 14501 | 2026-03-01 |  | 14501 | 0 |  | 292
2026-03-07 | Saturday | Yes | 1926 | 23.8 | 12887 | 1656 | 14543 | 2026-03-01 |  | 14543 | 0 |  | 293
2026-03-08 | Sunday | No | 0 | 24 | 2733 | 1736 | 4469 | 2026-03-01 | 4469 |  | 0
2026-03-09 | Monday | Yes | 2062 | 24.7 | 12963 | 1591 | 14554 | 2026-03-01 |  | 14554 | 0 |  | 294
2026-03-10 | Tuesday | Yes | 1556 | 24.1 | 10513 | 1764 | 12277 | 2026-03-01 |  | 12277 | 0 |  | 295
2026-03-11 | Wednesday | Yes | 1678 | 22 | 11343 | 1560 | 12903 | 2026-03-01 |  | 12903 | 0 |  | 296
2026-03-12 | Thursday | Yes | 1722 | 21.9 | 11658 | 1564 | 13222 | 2026-03-01 |  | 13222 | 0 |  | 297
2026-03-13 | Friday | Yes | 1850 | 20.1 | 12517 | 1686 | 14203 | 2026-03-01 |  | 14203 | 0 |  | 298
2026-03-14 | Saturday | Yes | 1975 | 24.4 | 12809 | 1797 | 14606 | 2026-03-01 |  | 14606 | 0 |  | 299
2026-03-15 | Sunday | No | 0 | 23.1 | 2628 | 1397 | 4025 | 2026-03-01 | 4025 |  | 0
2026-03-16 | Monday | Yes | 1800 | 22.7 | 12016 | 1893 | 13909 | 2026-03-01 |  | 13909 | 0 |  | 300
2026-03-17 | Tuesday | Yes | 1883 | 24.1 | 12496 | 1703 | 14199 | 2026-03-01 |  | 14199 | 0 |  | 301
2026-03-18 | Wednesday | Yes | 1700 | 23.8 | 11598 | 1616 | 13214 | 2026-03-01 |  | 13214 | 0 |  | 302
2026-03-19 | Thursday | Yes | 2001 | 21.7 | 13144 | 1794 | 14938 | 2026-03-01 |  | 14938 | 0 |  | 303
2026-03-20 | Friday | Yes | 1926 | 25.9 | 12805 | 1791 | 14596 | 2026-03-01 |  | 14596 | 0 |  | 304
2026-03-21 | Saturday | Yes | 1924 | 23.9 | 12598 | 1702 | 14300 | 2026-03-01 |  | 14300 | 0 |  | 305
2026-03-22 | Sunday | No | 0 | 20.5 | 2621 | 1531 | 4152 | 2026-03-01 | 4152 |  | 0
2026-03-23 | Monday | Yes | 1989 | 27.2 | 12876 | 1838 | 14714 | 2026-03-01 |  | 14714 | 0 |  | 306
2026-03-24 | Tuesday | Yes | 1568 | 26 | 10553 | 1511 | 12064 | 2026-03-01 |  | 12064 | 0 |  | 307
2026-03-25 | Wednesday | Yes | 2049 | 25.3 | 12788 | 1993 | 14781 | 2026-03-01 |  | 14781 | 0 |  | 308
2026-03-26 | Thursday | Yes | 1920 | 28.4 | 12689 | 1648 | 14337 | 2026-03-01 |  | 14337 | 0 |  | 309
2026-03-27 | Friday | Yes | 1719 | 25.6 | 11825 | 1516 | 13341 | 2026-03-01 |  | 13341 | 0 |  | 310
2026-03-28 | Saturday | Yes | 1648 | 24.3 | 10809 | 1505 | 12314 | 2026-03-01 |  | 12314 | 0 |  | 311
2026-03-29 | Sunday | No | 0 | 24.4 | 2232 | 1910 | 4142 | 2026-03-01 | 4142 |  | 0
2026-03-30 | Monday | Yes | 1795 | 24 | 11814 | 1654 | 13468 | 2026-03-01 |  | 13468 | 0 |  | 312
2026-03-31 | Tuesday | Yes | 1853 | 23.7 | 12752 | 1740 | 14492 | 2026-03-01 |  | 14492 | 0 |  | 313
Formulas:
date = INDEX(A2:A366,MATCH([prod_day_#],N2:N366,0))
month_start = DATE(YEAR([date]),MONTH([date]),1)

## KPI Summary
KPI Summary
Annual KPIs, 01-Apr-2025 to 31-Mar-2026 — formulas link to Analysis Data
KPI | Value | Unit | Definition
Total Energy | 4489639 | kWh | Grid + solar, all 365 days
Grid Energy | 4014871 | kWh | Sum of grid_kwh
Solar Energy | 474768 | kWh | Sum of solar_kwh
Solar Share | 10.57% | % | Solar ÷ total energy (annual totals)
Total Units Produced | 566026 | units | All units are produced on production days
Production Days | 313 | days | production_day = Yes
Non-Production Days | 52 | days | production_day = No
Production-Day Energy | 4271630 | kWh | Total energy on production days only
Production-Day Energy Intensity | 7.5467 | kWh/unit | Production-day energy ÷ production-day units
Non-Production Energy | 218009 | kWh | Total energy on non-production days
Non-Production Share of Total Energy | 4.856% | % | Non-production energy ÷ total energy
Maximum Peak Demand | 520 | kW | Maximum daily peak_demand_kw (never summed)
Total Machine Breakdowns | 364 | count | Sum of machine_breakdowns
Records | 365 | days | Daily rows in the dataset
Potentially Wasteful Days | 3 | days | Non-production days above the 95th-percentile screen
Wasteful-Day Threshold | 4687.7 | kWh | 95th percentile of non-production daily kWh
Lowest Monthly Solar Share | 5.204% | % | From Monthly Analysis
Highest Monthly Solar Share | 13.76% | % | From Monthly Analysis

## Monthly Analysis
Monthly Analysis
Intensity = monthly production-day energy ÷ monthly production-day units (not an average of daily ratios). Peak = monthly maximum.
Month | Month start | Days | Production days | Non-production days | Grid (kWh) | Solar (kWh) | Total energy (kWh) | Solar share | Production-day energy (kWh) | Production-day units | Intensity (kWh/unit) | Non-production energy (kWh) | Peak demand (kW) | Machine breakdowns | Avg temp, production days (°C)
Apr-25 | 2025-04-01 | 30 | 26 | 4 | 316499 | 48738 | 365237 | 13.34% | 349141 | 45912 | 7.6046 | 16096 | 519 | 31 | 26.7808
May-25 | 2025-05-01 | 31 | 27 | 4 | 353699 | 49544 | 403243 | 12.29% | 384875 | 49216 | 7.8201 | 18368 | 518 | 30 | 29.6593
Jun-25 | 2025-06-01 | 30 | 25 | 5 | 347954 | 20853 | 368807 | 5.654% | 346288 | 45860 | 7.551 | 22519 | 517 | 28 | 32.108
Jul-25 | 2025-07-01 | 31 | 27 | 4 | 367272 | 20161 | 387433 | 5.204% | 371065 | 48649 | 7.6274 | 16368 | 516 | 33 | 32.8926
Aug-25 | 2025-08-01 | 31 | 26 | 5 | 358530 | 22863 | 381393 | 5.995% | 360383 | 47568 | 7.5762 | 21010 | 511 | 24 | 32.1846
Sep-25 | 2025-09-01 | 30 | 26 | 4 | 344162 | 20423 | 364585 | 5.602% | 348929 | 46991 | 7.4254 | 15656 | 519 | 27 | 30.35
Oct-25 | 2025-10-01 | 31 | 27 | 4 | 340717 | 49162 | 389879 | 12.61% | 373465 | 49376 | 7.5637 | 16414 | 513 | 36 | 27.4778
Nov-25 | 2025-11-01 | 30 | 25 | 5 | 309370 | 48512 | 357882 | 13.56% | 337356 | 45012 | 7.4948 | 20526 | 514 | 37 | 24.3
Dec-25 | 2025-12-01 | 31 | 27 | 4 | 331060 | 48525 | 379585 | 12.78% | 362317 | 48375 | 7.4898 | 17268 | 493 | 31 | 22.3593
Jan-26 | 2026-01-01 | 31 | 27 | 4 | 324131 | 48181 | 372312 | 12.94% | 355777 | 48268 | 7.3709 | 16535 | 515 | 30 | 21.0111
Feb-26 | 2026-02-01 | 28 | 24 | 4 | 293591 | 45484 | 339075 | 13.41% | 323024 | 43270 | 7.4653 | 16051 | 520 | 27 | 21.4083
Mar-26 | 2026-03-01 | 31 | 26 | 5 | 327886 | 52322 | 380208 | 13.76% | 359010 | 47529 | 7.5535 | 21198 | 517 | 30 | 24.0615
Annual |  | 365 | 313 | 52 | 4014871 | 474768 | 4489639 | 10.57% | 4271630 | 566026 | 7.5467 | 218009 | 520 | 364 | 27.0722
Annual row: sums for volumes; intensity and solar share recomputed from totals; peak demand is the maximum of monthly peaks.
Formulas:
Month start = EDATE([Month start, row above],1)

## Analysis Summary
Analysis Summary
Wasteful-day screen and temperature regression — all values calculated by formula from Analysis Data
1. Wasteful-day screen (non-production days only)
Percentile level | 95% | Input — 95th percentile of total daily kWh on non-production days
Screening threshold (kWh) | 4687.7 | Agreed methodology: PERCENTILE (inclusive) of non-production-day total kWh
Non-production days | 52
Potentially wasteful days | 3 | Non-production days with total kWh above the threshold. Statistical screen only — not confirmed waste.
Non-production avg daily energy (kWh) | 4192.4808
Non-production median daily energy (kWh) | 4230.5
Non-production maximum daily energy (kWh) | 5179
Production-day avg daily energy (kWh) | 13647.3802
2. Temperature–energy association (production days, multiple regression)
Observations (production days) | 313 | Model: total daily kWh = intercept + b1 × units produced + b2 × average temperature
Temperature coefficient (kWh per °C) | 39.7879 | Holding units produced constant, +1°C is associated with this change in daily kWh
Units-produced coefficient (kWh per unit) | 5.5704
Intercept (kWh) | 2496.7287
Std. error — temperature coefficient | 5.6685
Residual degrees of freedom | 310
t critical value (95%, two-tailed) | 1.9676
95% CI — lower (kWh/°C) | 28.6343
95% CI — upper (kWh/°C) | 50.9415
R² — multiple regression (units + temperature) | 0.76467 | The 0.765 R² belongs to this multiple regression only
R² — simple temperature-only regression | 0.072069 | Temperature alone explains little; shown only for transparency. Used for the scatter trendline.
Slope — simple temperature-only (kWh per °C) | 55.0121 | Not the headline coefficient; does not control for units produced
3. Interpretation and limitations
• Temperature–energy relationship is an ASSOCIATION, not proof of causation.
• Wasteful-day flags are a statistical screen of non-production days; they do not establish an operational cause.
• Energy intensity = production-day energy ÷ production-day units (not total energy ÷ units, and not an average of daily ratios).
• Solar share = solar kWh ÷ total kWh (grid + solar), calculated from totals, not by averaging daily percentages.
• Peak demand is a maximum (daily peaks are never summed).
• Dataset is synthetic (per Task Brief) — treat as if real for the exercise.

## Wasteful Days
Potentially Wasteful Days — Statistical Screen
Non-production days with total daily energy above the 95th-percentile threshold. The flag does not confirm operational waste.
Threshold (kWh) |  |  | 4687.7
Flagged days |  |  | 3
Non-production avg (kWh) |  |  | 4192.4808
# | Date | Day | Total energy (kWh) | Grid (kWh) | Solar (kWh) | Peak demand (kW) | Avg temp (°C) | Machine breakdowns | kWh above threshold | % above non-production avg
1 | 2025-05-11 | Sunday | 4917 | 3054 | 1863 | 448 | 30.3 | 2 | 229.3 | 17.28%
2 | 2025-05-18 | Sunday | 4790 | 3251 | 1539 | 381 | 31.1 | 2 | 102.3 | 14.25%
3 | 2025-06-22 | Sunday | 5179 | 4036 | 1143 | 432 | 34.3 | 2 | 491.3 | 23.53%
Method: 95th percentile of total daily kWh across the 52 non-production days; days strictly above the threshold are listed.
Interpretation: unusual non-production consumption warranting review (e.g. equipment left running, maintenance, special activity). The data contains no cause field.
Context — ten highest non-production days
Rank | Date | Day | Total energy (kWh) | Flagged?
1 | 2025-06-22 | Sunday | 5179 | Potentially wasteful
2 | 2025-05-11 | Sunday | 4917 | Potentially wasteful
3 | 2025-05-18 | Sunday | 4790 | Potentially wasteful
4 | 2025-05-25 | Sunday | 4604 | —
5 | 2025-09-07 | Sunday | 4592 | —
6 | 2025-12-28 | Sunday | 4557 | —
7 | 2025-08-17 | Sunday | 4493 | —
8 | 2025-12-14 | Sunday | 4482 | —
9 | 2025-10-05 | Sunday | 4470 | —
10 | 2026-03-08 | Sunday | 4469 | —
Formulas:
Date = INDEX('Analysis Data'!$A2:A366,MATCH([Total energy (kWh)],'Analysis Data'!$J2:J366,0))

## Savings Table
Illustrative Savings Scenarios
Scenario estimates only — not guaranteed savings and not automatically additive (initiatives overlap). Require technical, financial and overlap validation.
Illustrative tariff (₹ per kWh) |  | 8 | Input (blue) — illustrative tariff supplied in the verified analysis
# | Initiative | Estimated kWh opportunity | Illustrative ₹ impact | % of annual energy | Basis / caveat
1 | Non-production shutdown / standby reduction | 130805.4 | 1046443.2 | 2.913% | Scenario estimate targeting non-production-day energy; needs a shutdown/standby audit.
2 | Production efficiency improvement | 128148.9 | 1025191.2 | 2.854% | Scenario estimate; needs process-level validation.
3 | Solar generation expansion | 94953.6 | 759628.8 | 2.115% | Additional generation / grid-displacement assumption; capex and payback not included.
4 | Breakdown-linked controls | 42716.3 | 341730.4 | 0.9514% | Hypothetical — the workbook does not measure energy caused by breakdowns.
5 | Cooling / HVAC optimisation | 7789 | 62312 | 0.1735% | Scenario estimate — there is no dedicated HVAC energy field in the data.
Notes
• kWh opportunities are from the verified analysis; ₹ impact = kWh × tariff (formula).
• No total row is shown on purpose: initiatives overlap, so the five figures should not be added together.
• Estimates require technical, financial and overlap validation before any commitment.

## Energy Plan
Factory Energy Plan
One-page plan for factory management · Period 01-Apr-2025 to 31-Mar-2026 · Source: Daily Energy (365 days)
1. Situation
• The plant used 44,89,639 kWh in the year; solar supplied 10.57% and the grid the rest.
• Production-day energy intensity is 7.55 kWh/unit (42,71,630 kWh over 5,66,026 units on 313 production days).
• 52 non-production days consumed 2,18,009 kWh (4.9% of total energy) with no output.
• 3 non-production days exceeded the 95th-percentile screening threshold of 4,687.7 kWh (11-May-25, 18-May-25, 22-Jun-25): potentially wasteful, cause not yet established.
• After controlling for units produced, +1°C is associated with about 39.8 kWh more daily energy (95% CI 28.6–50.9). This is an association, not proof of causation.
2. Actions
Horizon | Focus | Action | Measure
30 days | Non-production days | Investigate the three statistically flagged non-production days and establish shutdown/standby checks. | Cause identified for each flagged day; checklist in use
60 days | Energy intensity | Track production-day energy intensity and investigate high-intensity periods. | Monthly kWh/unit vs the 7.55 annual baseline
90 days | Solar & cooling | Evaluate solar expansion and cooling/HVAC optimisation opportunities. | Feasibility and payback review completed
3. Illustrative savings scenarios (₹8/kWh) — not guaranteed, not additive
# | Initiative | Estimated kWh opportunity | Illustrative ₹ impact
1 | Non-production shutdown / standby reduction | 130805.4 | 1046443.2
2 | Production efficiency improvement | 128148.9 | 1025191.2
3 | Solar generation expansion | 94953.6 | 759628.8
4 | Breakdown-linked controls | 42716.3 | 341730.4
5 | Cooling / HVAC optimisation | 7789 | 62312
Estimates require technical, financial and overlap validation. Solar figure is an additional-generation/grid-displacement assumption; breakdown-linked and HVAC figures are hypothetical because the data has no direct measurement for them.
4. Limitations
• Synthetic dataset. Flagged days are a statistical screen, not confirmed waste. Temperature results are associations. Savings are scenarios, not forecasts. AI-use evidence is documented separately in the AI Use Log.

## QA Checks
QA Checks
Every dashboard KPI reconciled to the underlying data. Expected values (blue) are the verified figures supplied for this assignment. |  | Overall status: | ALL 50 CHECKS PASS
# | Check | Expected | Actual | Difference | Tolerance | Status | Note
1 | Records = 365 | 365 | 365 | 0 | 0 | PASS
2 | Total energy (kWh) | 4489639 | 4489639 | 0 | 0.5 | PASS
3 | Grid energy (kWh) | 4014871 | 4014871 | 0 | 0.5 | PASS
4 | Solar energy (kWh) | 474768 | 474768 | 0 | 0.5 | PASS
5 | Grid + Solar = Total (4,014,871 + 474,768 = 4,489,639) | 4489639 | 4489639 | 0 | 0.5 | PASS
6 | Total energy = sum of monthly totals | 4489639 | 4489639 | 0 | 0.5 | PASS | Monthly reconciliation
7 | Solar share (solar ÷ total) | 10.57% | 10.57% | 4.7769e-07 | 1e-06 | PASS | Display 10.57%
8 | Total units produced | 566026 | 566026 | 0 | 0.5 | PASS
9 | Production-day energy (kWh) | 4271630 | 4271630 | 0 | 0.5 | PASS
10 | Production-day energy intensity (kWh/unit) | 7.5467 | 7.5467 | 2.8016e-06 | 5e-05 | PASS | 4,271,630 ÷ 566,026 = 7.55
11 | Intensity = 4,271,630 / 566,026 (direct) | 7.5467 | 7.5467 | 0 | 1e-07 | PASS | Independent recomputation
12 | Production days | 313 | 313 | 0 | 0 | PASS
13 | Non-production days | 52 | 52 | 0 | 0 | PASS
14 | Production + non-production days = 365 | 365 | 365 | 0 | 0 | PASS
15 | Non-production energy (kWh) | 218009 | 218009 | 0 | 0.5 | PASS
16 | Production-day + non-production energy = total | 4489639 | 4489639 | 0 | 0.5 | PASS
17 | Maximum peak demand (kW) | 520 | 520 | 0 | 0 | PASS | Maximum, never summed
18 | Total machine breakdowns | 364 | 364 | 0 | 0 | PASS
19 | Wasteful-day threshold (kWh) | 4687.7 | 4687.7 | 0 | 0.05 | PASS | 95th percentile, non-production days
20 | Potentially wasteful days | 3 | 3 | 0 | 0 | PASS
21 | Flagged day 1 — date (11-May-2025) | 2025-05-11 | 2025-05-11 | 0 | 0 | PASS
22 | Flagged day 1 — total kWh | 4917 | 4917 | 0 | 0 | PASS
23 | Flagged day 2 — date (18-May-2025) | 2025-05-18 | 2025-05-18 | 0 | 0 | PASS
24 | Flagged day 2 — total kWh | 4790 | 4790 | 0 | 0 | PASS
25 | Flagged day 3 — date (22-Jun-2025) | 2025-06-22 | 2025-06-22 | 0 | 0 | PASS
26 | Flagged day 3 — total kWh | 5179 | 5179 | 0 | 0 | PASS
27 | Temperature coefficient (kWh/°C), multiple regression | 39.8 | 39.7879 | -0.012081 | 0.05 | PASS | Verified ≈ 39.8
28 | 95% CI lower (kWh/°C) | 28.63 | 28.6343 | 0.0043098 | 0.05 | PASS
29 | 95% CI upper (kWh/°C) | 50.94 | 50.9415 | 0.001528 | 0.05 | PASS
30 | Multiple-regression R² | 0.765 | 0.76467 | -0.00033437 | 0.0005 | PASS
31 | Simple temperature-only R² | 0.072 | 0.072069 | 6.9234e-05 | 0.0005 | PASS | Not the 0.765 figure
32 | Monthly grid sums to annual grid | 4014871 | 4014871 | 0 | 0.5 | PASS
33 | Monthly solar sums to annual solar | 474768 | 474768 | 0 | 0.5 | PASS
34 | Monthly units sum to annual units | 566026 | 566026 | 0 | 0.5 | PASS
35 | Monthly production days sum to 313 | 313 | 313 | 0 | 0 | PASS
36 | Monthly non-production days sum to 52 | 52 | 52 | 0 | 0 | PASS
37 | Monthly non-production energy sums to annual | 218009 | 218009 | 0 | 0.5 | PASS
38 | Maximum of monthly peaks = annual peak | 520 | 520 | 0 | 0 | PASS
39 | Dashboard — Total Energy | 4489639 | 4489639 | 0 | 0 | PASS | Dashboard KPI card
40 | Dashboard — Energy Intensity | 7.5467 | 7.5467 | 0 | 0 | PASS
41 | Dashboard — Solar Share | 10.57% | 10.57% | 0 | 0 | PASS
42 | Dashboard — Production Days | 313 | 313 | 0 | 0 | PASS
43 | Dashboard — Non-Production Energy | 218009 | 218009 | 0 | 0 | PASS
44 | Dashboard — Peak Demand | 520 | 520 | 0 | 0 | PASS
45 | Savings: non-production shutdown ₹ (130,805.4 × ₹8) | 1046443.2 | 1046443.2 | 0 | 0.005 | PASS
46 | Savings: production efficiency ₹ | 1025191.2 | 1025191.2 | 0 | 0.005 | PASS
47 | Savings: solar expansion ₹ | 759628.8 | 759628.8 | 0 | 0.005 | PASS
48 | Savings: breakdown-linked controls ₹ | 341730.4 | 341730.4 | 0 | 0.005 | PASS
49 | Savings: cooling / HVAC ₹ | 62312 | 62312 | 0 | 0.005 | PASS
50 | Data Validation sheet — all checks pass | 0 | 0 | 0 | 0 | PASS

## AI Use Log
AI Use Log - fill one row per prompt (minimum 15). Yellow cells are for you to fill; row 4 is an example.
Evidence = shared chat link or screenshot file name. Keep rejected outputs too - they earn marks under 'Prompting and iteration'.
# | date | tool | model / mode | settings used (if any) | prompt (exact text) | what the output did well / badly | what I changed next and why | kept or rejected | evidence link / file
1 | 2026-01-12 | Gemini (free) | Gemini app, default | - | You are a business analyst. Using the attached sheet for 'Factory energy analyser', list the first 3 steps to build it and what could go wrong. | Clear steps, but assumed a column that does not exist | Told it the exact column names and asked it to recheck | Rejected | screenshot_01.png
2 | 2026-09-29 | ChatGPT | GPT-5.6 Luna — Instant | None | You are a business data analyst. Inspect the attached Factory Energy Analyser dataset. Identify the available sheets, columns, data types, date range, number of records, missing values, duplicate dates, and any obvious data-quality issues. Do not invent or assume values. Report only what can be verified from the supplied workbook. | Identified the workbook structure, 365 daily records, date range, missing values, duplicate dates and key data-quality checks correctly. | Created a Data Validation sheet and structured the analysis data so the workbook could be checked systematically. | Kept | AI Prompt – ChatGPT Evidence
3 | 2026-09-29 | ChatGPT | GPT-5.6 Luna — Instant | None | Using only the supplied Factory Energy Analyser data, define the correct calculation method for total energy, production-day energy intensity in kWh/unit, solar share, non-production energy, and peak demand. Pay particular attention to the distinction between production-day energy intensity and total-energy-per-unit. For each KPI, provide the formula, the correct denominator or population, and explain why that method is appropriate for this dataset. Do not invent values or assumptions that are not present in the workbook. | Established clear KPI definitions and prevented using total annual energy divided by total units as the production intensity KPI. | Applied the agreed KPI definitions in the Analysis Data and KPI Summary sheets. | Kept | AI Prompt – ChatGPT Evidence
4 | 2026-09-30 | ChatGPT | GPT-5.6 Luna — Instant | None | Using only the supplied Factory Energy Analyser workbook, analyse the non-production days (production_day = "No"). Calculate the daily total energy as grid_kwh + solar_kwh, identify the highest-energy non-production days, describe the distribution of non-production energy, and propose a transparent statistical rule for flagging potentially wasteful days. Do not invent a business threshold. If you propose a percentile-based threshold, calculate it from the supplied data and clearly distinguish the statistical screening rule from confirmed operational waste. Report the exact threshold, number of flagged days, and the flagged dates and energy values. | Identified a statistical approach for screening high-energy non-production days and clarified that a flag does not prove operational waste. | Changed the waste screen to the 95th percentile and updated the threshold and flagged dates accordingly. | Partly kept | AI Prompt – ChatGPT Evidence
5 | 2026-09-30 | ChatGPT | GPT-5.6 Luna — Instant | None | Using only the supplied Factory Energy Analyser workbook, analyse whether average temperature is associated with energy consumption. Restrict the primary analysis to production days and use the available units_produced, avg_temp_c, and energy fields. Perform an appropriate quantitative analysis, such as correlation and/or multiple linear regression, that separates the effect of production volume from temperature as far as this dataset allows. Report the coefficients, R² or other relevant statistics, and explain the practical meaning in plain business language. Clearly distinguish association from causation and do not invent missing variables or causal explanations. | Provided correlation and regression analysis and correctly distinguished association from causation. | Used the multiple-regression temperature coefficient and careful association wording instead of implying causation. | Kept | AI Prompt – ChatGPT Evidence
6 | 2026-09-30 | ChatGPT | GPT-5.6 Luna — Instant | None | Using only the supplied Factory Energy Analyser workbook, create and verify a monthly energy-performance analysis for April 2025 through March 2026. For each month calculate: total energy (grid + solar), total units produced, production-day energy intensity using only production-day energy divided by production-day units, grid energy, solar energy, solar share, average temperature, production days, non-production days, non-production energy, maximum peak demand, and total machine breakdowns. Then identify any months or calculations that should be checked for consistency. Do not invent values or use external data. Clearly state the aggregation method used for each metric. | Validated the monthly calculations and confirmed that monthly results reconcile to the annual totals. | Used ratio-of-sums for monthly production intensity and consistent formulas for monthly solar share and other KPIs. | Kept | AI Prompt – ChatGPT Evidence
7 | 2026-10-01 | ChatGPT | GPT-5.6 Luna — Instant | None | Using only the supplied Factory Energy Analyser workbook and the project requirements, review the following five proposed energy-saving scenarios: (1) non-production shutdown/standby reduction, (2) production efficiency improvement, (3) solar generation expansion, (4) breakdown-linked controls, and (5) cooling/HVAC optimisation. For each scenario, identify the relevant dataset baseline, explain what percentage or quantity would need to be assumed to estimate savings, calculate the resulting kWh opportunity if the stated assumptions are: 60% of non-production energy, 3% of production-day energy, 20% of current solar generation, 1% of production-day energy, and 7,789 kWh respectively. Use ₹8/kWh only as an explicitly labelled illustrative tariff assumption. Clearly distinguish data-derived baselines from hypothetical assumptions, and warn about overlap/double-counting and the need for operational validation. Do not present these figures as guaranteed savings. | Generated five quantified savings scenarios and clearly identified the assumptions behind the estimates. | Added the five scenarios to the Savings Table and labelled them as illustrative rather than guaranteed savings. | Kept | AI Prompt – ChatGPT Evidence
8 | 2026-10-01 | ChatGPT | GPT-5.6 Luna — Instant | None | Using the supplied Factory Energy Analyser workbook and the project brief, design a practical one-page dashboard layout for a factory energy analyst. The dashboard must clearly communicate: total energy use, production-day energy intensity (kWh/unit), solar share, non-production energy, peak demand, monthly energy trend, monthly energy intensity, solar share trend, temperature relationship, and potentially wasteful non-production days. Recommend specific Excel chart types, KPI cards, tables, filters/slicers if appropriate, and a logical page layout. Keep it realistic for an Excel dashboard and avoid unnecessary visual elements. Do not invent additional data or KPIs. | Proposed a practical dashboard structure with KPI cards, monthly trends, temperature analysis and non-production-day details. | Built and refined the Dashboard around the main energy, production, solar and temperature measures. | Kept | AI Prompt – ChatGPT Evidence
9 | 2026-10-01 | ChatGPT | GPT-5.6 Luna — Instant | None | Review the dashboard design you just proposed against the Factory Energy Analyser project brief and the rubric. Identify weaknesses or risks in the proposed dashboard, especially around numerical correctness, clarity, visual overload, unsupported claims, and whether the dashboard actually helps management identify energy-saving opportunities. Then propose a revised dashboard layout with only necessary changes. Explicitly list what you would keep, what you would change, and why. Do not invent new data or KPIs. | Helped identify areas needing stronger verification and clearer statistical wording in the dashboard. | Retained verification notes and statistical wording so the dashboard would not overstate the findings. | Partly kept | AI Prompt – ChatGPT Evidence
10 | 2026-10-01 | ChatGPT | GPT-5.6 Luna — Instant | None | Take the revised Factory Energy Analyser dashboard design from the previous response and perform a numerical QA review using only the supplied workbook. Check every KPI, chart metric, waste-screening figure, and temperature-analysis figure that the dashboard would display. List the exact expected values/formulas for each item and identify any remaining inconsistencies, misleading labels, rounding issues, population/denominator errors, or unsupported claims. Pay special attention to the 7.55 kWh/unit intensity, 10.57% solar share, 218,009 kWh non-production energy, 520 kW peak demand, 4,687.7 kWh waste-screen threshold, 3 flagged days, and the temperature regression. Do not invent or correct values without explaining the calculation from the workbook. | Clarified the production intensity calculation and separated the simple temperature-only R² from the multiple-regression R². | Separated the simple temperature R² from the multiple-regression R² and standardised the KPI calculations. | Partly kept | AI Prompt – ChatGPT Evidence
11 | 2026-10-02 | ChatGPT | GPT-5.6 Luna — Instant | None | Review the revised Factory Energy Analyser dashboard after the numerical QA fixes. Perform a final business-usability review against the project brief and rubric. Focus on whether a factory manager can understand the main energy situation, identify where investigation is needed, and connect the dashboard to the separate savings table and energy plan. Check the wording of KPI titles, temperature interpretation, waste-day labels, and verification notes for clarity and unsupported claims. Propose only necessary final changes. Do not add new KPIs or invent data. Explicitly state what changed from Improvement Round 2 and why. | Improved business usability by reducing dashboard overload and keeping detailed savings scenarios separate from the main dashboard. | Focused the dashboard on measurement and diagnosis while keeping detailed savings scenarios in a separate sheet. | Partly kept | AI Prompt – ChatGPT Evidence
12 | 2026-10-02 | ChatGPT | GPT-5.6 Luna — Instant | None | Using only the supplied Factory Energy Analyser workbook, the project brief, and the analysis already established in this conversation, review the proposed 1-page Energy Plan. Check whether its objectives, priorities, 30/60/90-day actions, KPIs, and financial assumptions are directly supported by the data and clearly distinguish measured findings from hypothetical savings assumptions. Identify any unsupported claims, missing actions, unclear KPIs, or wording that should be changed. Do not invent new data. Provide specific edits rather than redesigning the entire plan. | Reviewed the Energy Plan and helped ensure recommendations were framed as actions to investigate and validate rather than guaranteed savings. | Updated the Energy Plan to recommend investigation and validation before treating savings as achieved. | Partly kept | AI Prompt – ChatGPT Evidence
13 | 2026-10-02 | ChatGPT | GPT-5.6 Luna — Instant | None | Using only the supplied Factory Energy Analyser workbook, the project brief, and the analysis already established in this conversation, audit the proposed Savings Table. Check each of the five savings scenarios for: 1. Whether the baseline quantity used is correct. 2. Whether the arithmetic is correct. 3. Whether the assumption is clearly labelled as hypothetical/illustrative rather than measured. 4. Whether the ₹8/kWh tariff assumption is clearly disclosed. 5. Whether any scenario could overlap with another and therefore should not be added together as guaranteed savings. 6. Whether any scenario is based on information that the workbook does not actually measure. Verify these scenarios individually: - Non-production reduction: 60% of non-production energy. - Production efficiency: 3% reduction in production-day energy. - Solar expansion: 20% increase in current solar generation. - Breakdown-linked opportunity: 1% of production-day energy. - Cooling/HVAC: 7,789 kWh illustrative scenario. For each scenario, provide: - measured baseline used - assumption - calculated kWh opportunity - calculated ₹ opportunity using ₹8/kWh - whether the calculation is correct - wording that should be used in the final workbook - any limitation or caution that must be stated **Do not invent new data or new savings assumptions. Do not redesign the table. The goal is numerical and methodological QA of the existing Savings Table.** At the end, provide a short list of the exact changes I should make to the workbook, if any. | Checked the savings arithmetic and highlighted important safeguards around tariff assumptions, overlapping savings and unsupported HVAC estimates. | Added safeguards for the ₹8/kWh assumption, overlapping savings, and the scenario-based HVAC estimate. | Partly kept | AI Prompt – ChatGPT Evidence
14 | 2026-10-02 | ChatGPT | GPT-5.6 Luna — Instant | None | Using only the supplied Factory Energy Analyser workbook, project brief, and analysis already established in this conversation, perform a final QA audit of the dashboard KPI definitions and headline numbers. Verify the following: - Total energy = Grid + Solar - Production-day energy intensity = production-day energy ÷ production-day units - Annual solar share = total solar ÷ total energy - Non-production energy = energy on production_day = No - Peak demand = maximum daily peak demand - Production days + non-production days = 365 - Monthly totals reconcile to the annual totals - The 95th-percentile non-production screening threshold is 4,687.7 kWh - The statistical screening identifies 3 flagged days Also check that the dashboard wording does not accidentally imply: - total energy divided by total units is the production efficiency KPI - temperature causes higher energy use - the simple temperature trendline R² is the same as the multiple-regression model R² - flagged non-production days are confirmed operational waste For every item, state **PASS/FAIL**, give the verified value where applicable, and identify any correction needed. Do not invent data and do not redesign the dashboard. This is a numerical and wording QA audit only. | Reconfirmed the final headline KPI values and their calculation methodology before submission. | Rechecked the final dashboard KPI values and ensured the headline numbers matched the underlying analysis. | Kept | AI Prompt – ChatGPT Evidence
15 | 2026-10-03 | ChatGPT | GPT-5.6 Luna — Instant | None | Using only the supplied Factory Energy Analyser workbook, project brief, and analysis already established in this conversation, review the proposed Wasteful Days analysis and methodology. Verify: - The non-production-day population contains 52 days. - The 95th-percentile threshold is 4,687.7 kWh using the established `PERCENTILE.INC` / linear-interpolation methodology. - Exactly 3 days are above the threshold. - The three flagged dates and their energy values are correct. - The ranking of non-production days by total energy is calculated correctly. Then assess whether the methodology is appropriate for a business dashboard and whether the wording clearly distinguishes: - measured energy consumption - statistical screening - confirmed operational waste Check whether any claim in the Wasteful Days analysis is stronger than what the workbook supports. Recommend only specific wording or methodological corrections if needed. **Do not invent additional data, thresholds, causes, or savings. Do not redesign the dashboard. This is a QA review of the existing waste-screening analysis.** | Confirmed the final 95th-percentile waste-screening method, threshold and three flagged non-production days. | Standardised the waste rule using the 95th percentile with PERCENTILE.INC and updated the wasteful-days sheet. | Kept | AI Prompt – ChatGPT Evidence
16 | 2026-10-03 | ChatGPT | GPT-5.6 Luna — Instant | None | Using only the supplied Factory Energy Analyser workbook, project brief, and analysis established in this conversation, perform a final end-to-end audit of the entire project before submission. Review the following components: 1. Dashboard 2. KPI Summary 3. Monthly Analysis 4. Analysis Summary 5. Wasteful Days / statistical screening 6. Savings Table 7. Energy Plan 8. Data Validation 9. QA Checks Check the project against the assignment requirements and rubric: - Working dashboard/app - Numerical correctness and verification - At least 3 documented improvement rounds - Data-backed business insights - Savings table with assumptions clearly separated from measured data - 1-page Energy Plan - AI Use Log with at least 15 genuine interactions - Limitations and responsible-AI considerations - 3–5 page report requirements Verify that the following final methodology is used consistently: - Production-day energy intensity = production-day energy ÷ production-day units - Annual solar share = total solar ÷ total energy - Peak demand = maximum daily peak demand - Non-production energy = energy on production_day = No - Waste screening uses the 95th percentile of the 52 non-production-day energy observations - Threshold = 4,687.7 kWh using `PERCENTILE.INC` / linear interpolation - Exactly 3 days are flagged - Flagged days are statistical investigation flags, not confirmed operational waste - Temperature findings are described as association, not causation - Simple temperature-only R² ≈ 0.072 is kept distinct from multiple-regression R² = 0.765 For each component, give: - PASS / NEEDS EDIT - specific issue, if any - exact correction required Do not redesign the project and do not invent missing data. Focus on final submission readiness and identify only changes that are actually necessary. | Performed an end-to-end QA review and confirmed the analytical sections were ready, while identifying the AI Use Log as the remaining documentation gap. | Used the final QA review as the submission checklist and identified the AI Use Log as the remaining documentation task. | Partly kept | AI Prompt – ChatGPT Evidence
17
18
19
20
21
22
23
24
25
26